## DNI5_BoQ
S.N. | Work No. | Item Description | Unit | Quantity | Bidder’s Rate in figure (NPR) | Bidder’s Rate in Words (NPR) | Amount (NPR)
1 | Work No. A1: Provisional Sums Work | Provisional Sum for Third Party Inspection including participation of Employer and /or its representatives on requirement, for testing of pipes, valves, fittings and all accessories at the manufacturer's premises as specified in document SECTION VI-A: Clause 13.4 WORKS REQUIREMENTS and as instructed by Engineer | PS | 1 | 5500000 | Five Million Five Hundred Thousand Rupees | 5500000
2 | Work No. A1: Provisional Sums Work | Provisional Sum for permanent relocation costs of water and sanitation utilities, as specified in document SECTION VI B: Clause 4.1, A1.2 (c) WORKS REQUIREMENTS. | PS | 1 | 7300000 | Seven Million Three Hundred Thousand Rupees | 7300000
3 | Work No. A1: Provisional Sums Work | Provisional Sum for permanent relocation costs of other utilities (including but not limited to telecommunication and other communication services, electricity including re-alignment of cables and new chambers, shifting of poles of any capacities/kind and transformers of any type/capacities), as specified in document SECTION VI B: Clause 4.1, A 1.2, (c) WORKS REQUIREMENTS | PS | 1 | 5100000 | Five Million One Hundred Thousand Rupees | 5100000
4 | Work No. A1: Provisional Sums Work | Knowledge Transfer and capacity building with Training to project personnel on Operation & Maintenance management | PS | 1 | 1500000 | One Million Five Hundred Thousand Rupees | 1500000
5 | Work No. A1: Provisional Sums Work | Cost for complying with any other requirement (Study or Training or construction, radio Licenses, etc.) not covered in BOQ, General or Particular Conditions of Contract which may have a financial implication and instructed by the Engineer during execution of the Work. | PS | 1 | 44000000 | Forty Four Million Rupees | 44000000
6 | Work No. A1: Provisional Sums Work | Allocation of Provisional Sum for deposits required to obtain road cutting permissions from the Department of Roads (DOR) or other relevant authorities, as specified in document SECTION VI-C: Clause 1.2.4.1 WORKS REQUIREMENTS | PS | 1 | 30000000 | Thirty Million Rupees | 30000000
7 | Work No. A1: Provisional Sums Work | Provisional Sums for System Stabilization as specified in SECTION VI-D: TECHNICAL SPECIFICATIONS SYSTEM STABILISATION SERVICES (SSS) | PS | 1 | 400000 | Four Hundred Thousand Rupees | 400000
|  | Total of Work No. A1: Provisional Sums Work |  |  |  |  | 93800000
8 | Work No. A2: Preliminary and General Work | Provision and complete installation of all Site Offices (1) for the Engineer of required equipment and office premises, etc. as specified in document SECTION VI-A: WORKS REQUIREMENTS Clause 6.1. | LS | 1
9 | Work No. A2: Preliminary and General Work | Maintenance of all Site Offices for the Engineer of required numbers, equipment, office premises, including payment of rents, fees and charges for services, stationary, office consumables, cleaning, provision of one peon, round the clock guard in each office, regular supply of safety personal protective equipment to the Engineer's team and visits, topographic survey assistance, etc. all as specified in document SECTION VI-A: WORKS REQUIREMENTS Clause 6.1. | LS | 1
10 | Work No. A2: Preliminary and General Work | Provision and complete installation of all contractor's temporary facilities for whole construction period, including labor camps, stores, testing laboratory, etc., as specified in document SECTION VI-A: WORKS REQUIREMENTS Clause 7.1 & 7.2. | LS | 1
11 | Work No. A2: Preliminary and General Work | Maintenance of all contractor's temporary facilities for whole construction period including cost of labor camps, stores, testing laboratory, water, electricity, etc., and other services with proper maintenance, as specified in document SECTION VI-A: WORKS REQUIREMENTS Clause 7.1 & 7.2. | LS | 1
12 | Work No. A2: Preliminary and General Work | Provision and installation of signboards as per contract drawing, at all project offices and at required location at each section of the Contract as SECTION VI-A: WORKS REQUIREMENTS Clause 7.17 or directed by the Engineer. | Nos | 3
13 | Work No. A2: Preliminary and General Work | Supply, operation and maintenance of following vehicles on rent with fuel and lubricant, including insurance, maintenance during construction period cost, and immediate replacement if needed, on monthly basis for Engineer or his staff as specified in document SECTION VI-A: WORKS REQUIREMENTS Clause 6.3 and as itemized below Four Wheel Drive Pick up at least 2200 CC with driver on rent,as per specification. | Month | 30
14 | Work No. A2: Preliminary and General Work | Supply, operation and maintenance of following vehicles on rent with fuel and lubricant, including insurance, maintenance during construction period cost, and immediate replacement if needed, on monthly basis for Engineer or his staff as specified in document SECTION VI-A: WORKS REQUIREMENTS Clause 6.3 and as itemized below Motorbikes of at least 150 CC, on rent,as per specification. | Month | 60
15 | Work No. A2: Preliminary and General Work | Provision of Monthly Progress Reports as specified in document SECTION VI-A: WORKS REQUIREMENTS Clause 9.7.5 (Works Progress As-Built Drawings, GIS database, Photographs, Compliance with Safe guards Checklist, OHS performance Report and EMP performance Report shall also be added), including preparation, copies and submission, to be paid only after content and quality check approval of the Engineer. | LS | 1
16 | Work No. A2: Preliminary and General Work | Provision of Organizational Health and Safety OHS Plan and Procedures as specified in document SECTION VI-A: WORKS REQUIREMENTS 9.2 , including preparation, copies and submission, to be paid only after content and quality check approval of the Engineer. | LS | 1
17 | Work No. A2: Preliminary and General Work | Provision of worksite Environment Management Plan (EMP) and Procedures as specified in document SECTION VI-A: WORKS REQUIREMENTS Clause 9.4, including preparation, copies and submission, to be paid only after content and quality check approval of the Engineer. | LS | 1
18 | Work No. A2: Preliminary and General Work | Provision of Quality Control Plan and Procedures with required manpower and equipments as specified in document SECTION VI-A: WORKS REQUIREMENTS Clause 9.5, including preparation, copies and submission, to be paid only after content and quality check approval of the Engineer. | LS | 1
19 | Work No. A2: Preliminary and General Work | Provision of Traffic Management Plan and Procedures including necessary all required manpower and equipment as specified in document SECTION VI-A: WORKS REQUIREMENTS Clause 9.3, including preparation, copies and submission, to be paid only after content and quality check approval of the Engineer. | LS | 1
20 | Work No. A2: Preliminary and General Work | Provision for carrying out trial trenches/pits (with all earthworks needed such as site clearance, excavation by manual means, as per BoQ B1 Excavation of Pipeline Trenches item, re-backfill and compaction, surface/road temporary reinstatement, etc.) at any depth in order to determine the underground utilities, soil condition, rock level, etc., locations and dimensions to be approved by the Engineer as specified in document SECTION VI-A: WORKS REQUIREMENTS Clause 10. | Cum. | 100
21 | Work No. A2: Preliminary and General Work | Environmental and Occupational Health & Safety In Site Management as per document SECTION VI-B: PARTICULAR REQUIREMENTS (APPENDIXES) Provision of Personal Preventive Equipment ( hard helmet, Reflector Vest, Mask, Gloves, Safety Shoes or Gum Boot, Face Shield) to all Construction workers, with log registration of the handing over signed and/or finger printed by the worker, including subcontractor's workers, as specified in document SECTION VI-A: WORKS REQUIREMENTS Clause 9.2.1. | LS | 1
22 | Work No. A2: Preliminary and General Work | Environmental and Occupational Health & Safety In Site Management as per document SECTION VI-B: PARTICULAR REQUIREMENTS (APPENDIXES) Sprinkling of water thrice a day (Morning, Afternoon and Evening) for air pollution control during the dry period along the excavated trench until blacktopping for road reinstatement is completed SECTION VI-B: WORKS REQUIREMENTS 4.1 A1.2, Appendix D or as per requirement and direction of Engineer all complete | Kms | 90
23 | Work No. A2: Preliminary and General Work | Environmental and Occupational Health & Safety In Site Management as per document SECTION VI-B: PARTICULAR REQUIREMENTS (APPENDIXES) Supply and use initially for baseline measurement and then regularly as specified in SECTION VI: WORKS REQUIREMENTS Clause 4.1 A1.2, Appendix D, Air Quality measurement equipment for air quality monitoring. Final handover to the Employer at the end of contract | Nos | 1
24 | Work No. A2: Preliminary and General Work | Environmental and Occupational Health & Safety In Site Management as per document SECTION VI-B: PARTICULAR REQUIREMENTS (APPENDIXES) Supply and use initially for baseline measurement and then regularly as specified in SECTION VI: WORKS REQUIREMENTS Clause 4.1 A1.2, Appendix D, Noise measurement equipment for noise monitoring. Final handover to the Employer at the end of the contract | Nos | 1
25 | Work No. A2: Preliminary and General Work | Working at Night: Provide canopy type Mobile Diesel Generator Set, lighting arrangement, necessary accessories (lamps, lamp stands, cables, fuel, lubricant, etc.) and other associated equipment, machinery and extra manpower for construction during night time/night shift (each night shift comprises 8 hours of working and several working sites may need different arrangement at the same night) for proper illumination of the working gang and surrounding area, as per document SECTION VI-A: WORKS REQUIREMENTS Clause 11.8. The rate includes supply, operation and maintenance of all the equipment. If the night shift is less than 8 hours of working period, then the payment will be made on pro-rata basis | shift | 247
26 | Work No. A2: Preliminary and General Work | As built drawing and GIS Database for Taking-Over Preparation and submission of AS-BUILT DRAWINGS, submission in every MPR and final compilation and submission at the completion of each PART/SECTION for taking-over certificate, as per document SECTION VI-A: WORKS REQUIREMENTS Clause 9.10.1, to be paid after content and quality check approval of the Engineer | LS | 1
27 | Work No. A2: Preliminary and General Work | As built drawing and GIS Database for Taking-Over Preparation and submission of GIS DATABASE at the completion of each PART/SECTION for taking-over certificate, as per document SECTION VI-A: WORKS REQUIREMENTS Clause 9.10.2, to be paid after content and quality check approval of the Engineer | LS | 1
28 | Work No. A2: Preliminary and General Work | Conduct a complete Topographic Survey on roads / streets / pathways/ divided plots approx. area/ Area of undivided land including the customer survey connection details where all pipelines are to be laid, previous to the submittal of the working drawings. The work to include benchmarks execution and shifting, preparation and submittal of Drawings in CAD (compatible format as requested by the Engineer) with names of Road, localities, major landmarks (i.e. Schools, institutions, commercial places etc), historical places, descriptions including proper legends, geo reference of all landmarks etc, as specified in document SECTION VI-A: WORKS REQUIREMENTS Clause 9.1. | Kms | 75
29 | Work No. B1: Earth Material Related Works | Excavation for Primary pipelines trenches by manual and/or mechanical means, including: - site clearance, cutting and removal of existing pavement or land, store of all reusable pavement material for further reinstatement, - excavation of pipe trenches in all soils/rock with vertical sides as per drawings, width measurement clear width in typical drawing, depth measurement actual depth, - including any extra excavation: for soft soil or rocks, fittings, bends, flanges and sockets, for battered sides, for shoring, for preparation of trench bottom, etc., - temporary storage, transport lead and lift of excavated material, - final safe disposal of surplus material including transport and lead and lift, - dewatering, all complete works as specified in document SECTION VI-C: WORKS REQUIREMENTS Clause 3.1.5.4 and direction of the Engineer, with all lead and lift. | Cum. | 12629
30 | Work No. B1: Earth Material Related Works | Excavation for Distribution pipelines trenches by manual and/or mechanical means, including: - site clearance, cutting and removal of existing pavement or land, store of all reusable pavement material for further reinstatement, - excavation of pipe trenches in all soils/rock with vertical sides as per drawings, width and depth measurement clear width and fixed depth in typical drawing, - including any extra excavation: for soft soil or rocks, fittings, bends, flanges and sockets, for battered sides, for shoring, for preparation of trench bottom, etc., - temporary storage, transport lead and lift of excavated material, - final safe disposal of surplus material including transport and lead and lift, - dewatering, all complete works as specified in document SECTION VI-C: WORKS REQUIREMENTS Clause 3.1.5.4 and direction of the Engineer, with all lead and lift. | Cum. | 72232
31 | Work No. B1: Earth Material Related Works | Excavation for structures (except pipeline works), for any depth and in all types of soil by mechanical or manual means, including: - site clearance, cutting and removal of existing pavement or land, store of all reusable pavement material for further reinstatement, - excavation in all soils with vertical sides as per drawings, - including extra excavation for soft soil, extra excavation for battered sides, extra excavation for slope protection, - temporary storage, transport lead and lift of excavated material, - final safe disposal of surplus material including transport and lead and lift, - dewatering, all complete works as specified in document SECTION VI-C: WORKS REQUIREMENTS Clause 1.2.4.4 and direction of the Engineer with all lead and lift. | Cum. | 2011
32 | Work No. B1: Earth Material Related Works | Shoring on both trench sides: Design, Supply of materials, manpower and equipment for installation and deinstallation, erection of conventional vertical pillars, bracing, and hardwood/metal plates sheeting, on both sides of trenches deeper than 1.50 meters, or else interlocking sheet piles, or prefabricated metallic box type shoring in deeper trenches. Shoring as required to support the trench walls to eliminate sliding and settling, and as may be otherwise required to protect the workmen and existing utilities, structures, nearby buildings, trees, poles, etc. All such sheeting, bracing, and shoring shall comply with the document SECTION VI-C: WORKS REQUIREMENTS Clause 3.1.5.5. Contractor shall submit the designs and drawings for all type of trench shoring, and seek necessary approval from the Engineer, prior to commencement of the works. | Sq.m. | 22562
33 | Work No. B1: Earth Material Related Works | Slope Protection in structure excavation: Design, Supply of materials, manpower and equipment for installation and deinstallation, erection of conventional vertical pillars, bracing, and hardwood/metal plates sheeting, of all foundation structure excavation side slopes, or else interlocking sheet piles in deeper areas. Slope protection as required to support the soil excavation sides to eliminate sliding and settling, and as may be otherwise required to protect the workmen and existing utilities, structures, nearby buildings, trees, poles, etc. All such sheeting, bracing, and shoring shall comply with the document SECTION VI-C: WORKS REQUIREMENTS Clause 1.2.4.5. Contractor shall submit the designs and drawings for all type of slope protection, and seek necessary approval from the Engineer, prior to commencement of the works. | Sq.m. | 4071
34 | Work No. B1: Earth Material Related Works | Provide, place and compact with Selected imported material Max. 63 mm River Gravel bed in Structure Foundation as per drawings and/or instruction of the Engineer, including supply of material at site, watering, compaction, dressing, etc., all complete work with all necessary lead and lift and safe disposal of surplus material as per SECTION VI-C: WORKS REQUIREMENTS Clause 1.2.4.12. | Cum. | 71
35 | Work No. B1: Earth Material Related Works | Place and compact trench main backfilling and Structural backfill with suitable material from excavation, as specified in document SECTION VI-C: WORKS REQUIREMENTS Clause 3.1.5.10 and 1.2.4.11 and Drawings, and conditioned to prior approval of the Engineer | Cum. | 19272
36 | Work No. B1: Earth Material Related Works | Provide, place and compact imported appropriate sand for cradle bedding, and embedment backfill (side backfill and blanket above of DI pipe), as specified in document SECTION VI-C: WORKS REQUIREMENTS Clause 3.1.5.9 and Drawings, and conditioned to prior approval of the Engineer | Cum. | 3588
37 | Work No. B1: Earth Material Related Works | Provide, place and compact imported suitable material for trench main backfill (above blanket cover) and structural backfill as specified in document SECTION VI-C: WORKS REQUIREMENTS Clause 3.1.5.10 & Clause 1.2.4.11 and Drawings, and conditioned to prior approval of the Engineer | Cum. | 6334
38 | Work No. B2: Brick and Stone work | Supply of materials at site and complete the Flat Brick Soling for Structure Work on top of sand bed of minimum 50 mm thick by First Class Brick in the base of foundation of Structure and road Reinstatement as specified in document SECTION VI-C: WORKS REQUIREMENTS Clause 1.4.4.8 , drawings and to the satisfaction of the Engineer including filling of minor depression and void by sand with all lead and lift all complete | Sq.m. | 830
39 | Work No. B2: Brick and Stone work | Supply of materials at site and complete the Stone Boulder Soling Work on top of sand bed in the base of foundation as specified in document SECTION VI-C: WORKS REQUIREMENTS Clause 1.5.9, drawings and to the satisfaction of the Engineer including filling of minor depression and void by sand with all lead and lift all complete | Sq.m. | 108
40 | Work No. B2: Brick and Stone work | Supply of materials at site and complete the First Class Brick Work with 1: 4 Cement Sand Ratio for Pump House construction with minimum 50 mm thick First Class Brick, all complete as per SECTION VI-C: WORKS REQUIREMENTS Clause 1.4, drawings and instruction of the Engineer, with all lead and lift | Cum. | 145
41 | Work No. B2: Brick and Stone work | Supply of materials at site and complete the Stone Masonry Wall with 1: 4 Cement Sand Ratio construction for any structures work, all complete as per SECTION VI-C: WORKS REQUIREMENTS Clause 1.5, drawings and instruction of the Engineer, with all lead and lift | Cum. | 120
42 | Work No. B2: Brick and Stone work | Supply of materials at site and complete the Riprap of Boulder min. weight 1500 kg Work in the side of concrete casing on Bagmati River crossing as per the specification, drawing and to the satisfaction of the Engineer including filling of minor depression with all lead and lift all complete Section VI-C: Works Requiremen clause 1.5.11 | Cum. | 476
43 | Work No. B2: Brick and Stone work | Supply of materials at site and complete the Gabion Mattress of required size with Stone compaction including wire mesh 60x80x3mm and quarry rock at tope of concrete casing and rip rap on Bagmati River crossing as per the specification, drawing and to the satisfaction of the Engineer including filling of minor depression and void by sand with all lead and lift all complete Section VI-C: Works Requirement clause 1.5.10. | Cum. | 548
44 | Work No. B3: Concrete Related Work | Supply of materials, place and complete M10 concrete work for PCC of any size and any shape as specified in document SECTION VI - C WORKS REQUIREMENTS Clause 1.3 and Drawings and by instruction of the Engineer, with proper vibration and curing of the work including all lead and lift | Cum. | 819
45 | Work No. B3: Concrete Related Work | Supply of materials, place and complete M20 concrete work for RCC of any size and any shape as specified in document SECTION VI - C: WORKS REQUIREMENTS Clause 1.3 and Drawings and by instruction of the Engineer, with proper vibration, curing of the work including all lead and lift | Cum. | 321
46 | Work No. B3: Concrete Related Work | Supply of materials, place and complete M25 concrete work for RCC of any size and any shape as specified in document SECTION VI - C: WORKS REQUIREMENTS Clause 1.3 and Drawings and by instruction of the Engineer, with proper vibration, curing of the work including all lead and lift | Cum. | 203
47 | Work No. B3: Concrete Related Work | Supply of materials and complete Reinforcement Steel of grade Fe500D Works for any RCC Works as specified in document SECTION VI-C: WORKS REQUIREMENTS Clause 1.3.3.6 and 2.17.4 and drawings and directed by the Engineer, including cutting, bending, placing in position of binding by Bind Wire, including all lap length/wastage, etc, (lap length and wastage will not be additionally paid and shall be included in the rate price, but not in measurement) with all lead and lift | kg | 865924
48 | Work No. B3: Concrete Related Work | Supply of Wooden or Metal Formwork, Steel Tubular Props and other material for complete centering‐shuttering of formwork and the auxiliary needed scaffolding and falsework, in chambers and Jorpati South Pumping Station, for all structural elements, including shuttering, propping, installation and removal of formwork, scaffolding and falsework, as specified in document SECTION VI-C: WORKS REQUIREMENTS Clause 1.3.4.3 and Drawings and by instruction of the Engineer, for sub structure and super structure of RCC/PCC Works with all lead and lift | Sq.m. | 1968
49 | Work No. B4: Concrete Surface Finishing Work | Supply of material and complete Cement Sand Plastering Work of 12.5mm thick in 1:4 Cement Sand ratio in external concrete surfaces (not wet), mixing, laying, leveling, proper curing, as specified in document SECTION VI-C: WORKS REQUIREMENTS Clause 1.6 and Drawings, and by instruction of the Engineer, including all lead and lift | Sq.m. | 4726
50 | Work No. B4: Concrete Surface Finishing Work | Supply of materials at site and complete Cement Punning work of 3mm thick (Cement: Sand ratio of 1:1) on plastered surface, as specified in document SECTION VI-C: WORKS REQUIREMENTS Clause1.7.5.3 and Drawings, and by instruction of the Engineer, including all lead and lift | Sq.m. | 1671
51 | Work No. B4: Concrete Surface Finishing Work | Supply, preparation and application of Enamel Paint in external reservoir walls finishing, in two coats, as specified in document SECTION VI-C: WORKS REQUIREMENTS Clause 1.7.3 and Drawings, and by instruction of the Engineer (color selection as well), including all lead and lift | Sq.m. | 554
52 | Work No. B4: Concrete Surface Finishing Work | Application of Cover Protection in roof of Jorpati Pumping Station, with a Polyethylene Waterproof membrane of four layers construction (strengthening, Aging- resistance, waterproof, adhesion and water proofing compound with SBR bond @ 1liter per ten square meter, primer glue @ 1 kg per 100 Sqm bonding agent @ 6 kg per 100 sq.m) included a protection layer of 5 cm of PCC (M-20) as specified in document SECTION VI: WORKS REQUIREMENTS and Drawings, and by instruction of the Engineer, including all lead and lift | Sq.m. | 120
53 | Work No. B5: Surface Reinstatement | Gravel and Base layer Supplying, mixing, laying/spreading, watering, levelling and compaction of crushed stone sub base layer material for surface reinstatement, all complete as per SECTION VI-C: WORKS REQUIREMENTS Clause 2.2, drawings and instruction of the Engineer, with all lead and lift | Cum. | 10123
54 | Work No. B5: Surface Reinstatement | Gravel and Base layer Supplying, mixing, laying/spreading, watering, levelling and compaction of the granular capping layer with sufficient compaction over the pipeline trench for surface reinstatement, all complete as per SECTION VI-C: WORKS REQUIREMENTS Clause 2.2, drawings and instruction of the Engineer, with all lead and lift | Cum. | 7592
55 | Work No. B5: Surface Reinstatement | Gravel and Base layer Supplying, mixing, laying/spreading, watering, levelling and compaction of crushed stone base layer material for surface reinstatement, as per SECTION VI-C: WORKS REQUIREMENTS Clause 2.3, drawings and instruction of the Engineer, with all lead and lift | Cum. | 10123
56 | Work No. B5: Surface Reinstatement | Reinstatement for Asphalt Roads Subgrade preparation by scarifying existing surface and re-compaction for the asphalt Road reinstatement , as per SECTION VI-C: WORKS REQUIREMENTS Clause 2.1.4, drawings and instruction of the Engineer, with all lead and lift | Sq.m. | 50608
57 | Work No. B5: Surface Reinstatement | Reinstatement for Asphalt Roads Supply, mix, spray (manual and/or mechanical) and cure the Prime Coat with Emulsion cold mix asphalt reinstatement, all complete as per SECTION VI-C: WORKS REQUIREMENTS Clause 2.5, drawings and instruction of the Engineer, with all lead and lift | Sq.m. | 12654
58 | Work No. B5: Surface Reinstatement | Reinstatement for Asphalt Roads Supply, heat, mix, spray (manual and / or mechanical) and cure the Prime Coat for the asphalt reinstatement, as per SECTION VI-C: WORKS REQUIREMENTS Clause 2.5, drawings and instruction of the Engineer, with all lead and lift | Sq.m. | 50608
59 | Work No. B5: Surface Reinstatement | Reinstatement for Asphalt Roads Providing and applying tack coat with hot Bitumen at the specified rate as per SECTION VI-C: WORKS REQUIREMENTS 2.6 the prepared surfaces including cleaning as per Technical Speciation . | Sq.m. | 12654
60 | Work No. B5: Surface Reinstatement | Reinstatement for Asphalt Roads Supplying, mixing, laying, compacting, curing Cold Asphalt Mix for asphalt road reinstatement, all complete as per SECTION VI-C: WORKS REQUIREMENTS Clause 2.10, drawings and instruction of the Engineer, with all lead and lift | Cum. | 508
61 | Work No. B5: Surface Reinstatement | Reinstatement for Asphalt Roads Supplying, heating, mixing, laying, compacting, curing the Asphalt Mix Concrete for the asphalt road reinstatement, as per SECTION VI-C: WORKS REQUIREMENTS Clause 2.8, drawings and instruction of the Engineer, with all lead and lift | Cum. | 2532
62 | Work No. B5: Surface Reinstatement | Reinstatement for Asphalt Roads Providing and laying open-graded premix carpet of 20 mm thickness composed of 13.2 mm to 5.6 mm aggregates as wearing course on a previously prepared base as per drawing and SECTION VI-C: WORKS REQUIREMENTS Clause 2.11 . | Sq.m. | 7592
63 | Work No. B5: Surface Reinstatement | Other Pavement Reinstatement Works Gravel Road: Supplying and laying of well-graded gravel mix of crushed gravel, sand and fines with sufficient compaction, as per SECTION VI-C: WORKS REQUIREMENTS Clause 3.1.5.14, drawings and instruction of the Engineer, with all lead and lift | Cum. | 1456
64 | Work No. B5: Surface Reinstatement | Other Pavement Reinstatement Works PCC/RCC Concrete Road and Structure (except reinforcement): Dismantling of existing PCC/ RCC surface and Supply of required materials (except reinforcement), mixing, placing, compaction and complete PCC/RCC concrete minimum M20 grades works of thickness as per site condition with proper vibration and curing of the work, removal of any debris as per SECTION VI-C: WORKS REQUIREMENTS Clause 2.17, drawings and instruction of the Engineer, with all lead and lift | Cum. | 10471
65 | Work No. B5: Surface Reinstatement | Other Pavement Reinstatement Works Supply of materials at site and complete the Flat Brick Soling Work on top of compacted earthen foundation for PCC/ RCC Road reinstatement and Stone pavement foundation preparation as specified in document SECTION VI-C: WORKS REQUIREMENTS Clause 1.4.4.8, drawings and to the satisfaction of the Engineer including filling of minor depression and void by sand with all lead and lift all complete | Sq.m. | 43627
66 | Work No. B5: Surface Reinstatement | Other Pavement Reinstatement Works Interlocking Concrete Block Pavement: Dismantling & Reinstatement with stored old blocks in site clearance and supply of any needed new blocks for replacement of broken blocks maximum up to 15 % , not less than 50 mm thick, of Grade not less than M30, color, size and shape including levelling with sand bed of 50 mm thickness, as per SECTION VI-C: WORKS REQUIREMENTS Clause 2.15 , drawings and instruction of the Engineer, with all lead and lift | Sq.m. | 29086
67 | Work No. B5: Surface Reinstatement | Other Pavement Reinstatement Works Brick Pavement: Dismantling & Reinstatement with new supply of quality bricks maximum of 70 % area and 30% with old bricks and carry out the placement of bricks vertical positioned in specified pattern after bed preparation,75mm thick sand bed levelling, filling of voids by compacted sand and/or 1:1 cement sand mortar pointing, as per SECTION VI-C: WORKS REQUIREMENTS Clause 2.18, drawings and instruction of the Engineer, with all lead and lift | Sq.m. | 729
68 | Work No. B5: Surface Reinstatement | Other Pavement Reinstatement Works Stone Pavement: Dismantling of Flagstone Paved Roads for pipe works and further reinstatement of the same with use of dismantled Flagstones of good condition, and if required, replacement by new Flagstones for damaged and broken ones with approximately 15 % provision. The replaced Flagstones should be of minimum 50 mm thickness. The reinstatement shall be done in existing pattern and the Flagstones should be laid in the firm bedding as illustrated in the drawing and in accordance with SECTION VI-C: WORKS REQUIREMENTS Clause 2.14 and as instructed by the Engineer, with all lead and lift | Sq.m. | 7272
69 | Work No. B5: Surface Reinstatement | Other Pavement Reinstatement Works Kerb Stone : Dismantling of Kerb Stones for pipe works and further reinstatement of the same with use of dismantled Kerb Stones of good condition and if required, replacement by new precast Kerb Stones for damaged and broken ones with approximately 15 % provision. The replaced Kerb Stones should be of 38 cm * 20 cm * 25 cm size and of concrete M20 grade. The reinstatement shall be done in existing pattern and the stones should be laid in the firm bedding as illustrated in the drawing and in accordance with SECTION VI-C: WORKS REQUIREMENTS Clause 2.16 and as instructed by the Engineer, with all lead and lift | Rm | 1800
70 | Work No. B5: Surface Reinstatement | Other Pavement Reinstatement Works Surface Drain: Execute complete M20 concrete surface drain (Tick type ), including excavation in all types of soil/rock, dewatering, backfilling in layers, brick flat soling, concreting etc., as per SECTION VI: WORKS REQUIREMENTS Clause 2.12 , drawings and instruction of the Engineer, with safe disposal of excess soil, all lead and lift | m | 2679
71 | Work No. B5: Surface Reinstatement | Other Pavement Reinstatement Works Catch Pit: Execute complete Catch pit including excavation in all types of soil/rock, dewatering, backfilling in layers, brick flat soling, brick wall construction in 1:6 cement sand mortar, 1:4 plaster works with cement punning, concrete topping including fixing of CI gratings (compliant with IS: 5961) including supply and laying of 160 mm dia HDPE pipe (minimum length: 1.5m) etc., as per SECTION VI: WORKS REQUIREMENTS 2.13, drawings and instruction of the Engineer, with safe disposal of excess soil, all lead and lift | Nos | 536
72 | Work No. B5: Surface Reinstatement | Other Pavement Reinstatement Works Raising of existing (circular/square/rectangular) manhole covers and frames in all sizes. It should be leveled with finishing road surface and shall be carried out as per instruction of the Engineer. | Nos | 288
73 | Work No. B6: Metal Related Works | Supply and installation of Circular manhole covers and frames with Heavy duty (HD-20) type, 28" diameter dimension, complying with IS: 1726 on main roads, leveled with surrounding area, all complete as per SECTION VI-C: WORKS REQUIREMENTS Clause 3.2.5.8, drawings and instruction of the Engineer, with safe disposal of excess soil, all lead and lift | Nos. | 125
74 | Work No. B6: Metal Related Works | Supply and installation of Circular SMC manhole covers with Frame size 880 mm dia. and cover size 700 mm dia. of capacity 50 Ton, on main roads, leveled with surrounding area, all complete as per SECTION VI-C: WORKS REQUIREMENTS Clause 3.2.5.8, drawings and instruction of the Engineer, with safe disposal of excess soil, all lead and lift | Nos. | 17
75 | Work No. B6: Metal Related Works | Replacement of broken manhole covers and frames Medium Duty (MD-10) type 24" diameter manhole cover dimension, complying with IS: 1726 on carriage way, shoulder and or in footpaths, leveled with surrounding area, all complete as per SECTION VI-C: WORKS REQUIREMENTS Clause 3.2.5.8 , drawings and instruction of the Engineer, with safe disposal of excess soil, all lead and lift | Nos. | 49
76 | Work No. B6: Metal Related Works | Supply and installation of Circular SMC manhole covers with Frame size 725 mm dia. and cover size 600 mm dia. of capacity 40 Ton, on main roads, leveled with surrounding area, all complete as per SECTION VI-C: WORKS REQUIREMENTS Clause 3.2.5.8, drawings and instruction of the Engineer, with safe disposal of excess soil, all lead and lift | Nos. | 10
77 | Work No. B6: Metal Related Works | Supply and Installation of Circular Surface Box Cover, 150 mm diameter, EN-124 Class D400, made of polymer composite including M15 concrete pad and flat brick soling, completely installed as per document SECTION VI-C: WORKS REQUIREMENTS Clause 3.2.5.8, completely installed to the final approval of the Engineer | Nos. | 70
78 | Work No. B6: Metal Related Works | Supply and Installation of Circular Surface Box Cover, 250 mm diameter, EN-124 Class D400, made of polymer composite including M15 concrete pad and flat brick soling, completely installed as per document SECTION VI-C: WORKS REQUIREMENTS Clause 3.2.5.8, completely installed to the final approval of the Engineer | Nos. | 39
79 | Work No. B6: Metal Related Works | Supply and Installation of Square Manhole Cover and frame, clear opening 400 mm x 400 mm, for underground hydrant chambers, IS 1726 Heavy Duty class HD-20, as per document SECTION VI-C: WORKS REQUIREMENTS Clause 3.2.5.8, completely installed to the final approval of the Engineer | Nos. | 22
80 | Work No. B6: Metal Related Works | Supply and complete installation of Manhole Safety Steps in chambers, steel reinforced rod minimum diameter 12 mm injection molded of tough copolymer polypropylene or similar cover, as per document SECTION VI-C: WORKS REQUIREMENTS Clause 3.2.5.9, completely installed to the final approval of the Engineer | Nos. | 783
81 | Work No. B6: Metal Related Works | Supply and complete installation of Rolling Shutter for Generator Room as per drawing and specification SECTION VI-C: WORKS REQUIREMENTS, completely installed to the final approval of the Engineer | Sq.m. | 9
82 | Work No. B6: Metal Related Works | Supply, fabrication and installation of metallic lid cover for maintenance works on Jorpati South Pumping Station including perimeter steel frame profiles (L100*8), metallic sheet steel of 3 mm thick with paint coating for corrosion protection as specified in document SECTION VI-C: WORKS REQUIREMENTS and Drawings, and by instruction of the Engineer, including all lead and lift. | Sq.m. | 6
83 | Work No. B7: Other Miscellaneous Works | Supply of materials Installation of 40 mm dia. Medium class GI Pipe Railing as per document SECTION VI-C: WORKS REQUIREMENTS, completely installed to the final approval of the Engineer | R.M | 28
84 | Work No. B7: Other Miscellaneous Works | Providing and fixing Single panel Casement ( Hinged) Door or window of aluminum section in natural or color anodized/ powder coated color section size ( 102x45x1.5 mm) fitted with 5 mm clear glass or 9 mm both side laminated board for Pumping Station per document SECTION VI-C: WORKS REQUIREMENTS | Sq.m. | 14
85 | Work No. B7: Other Miscellaneous Works | Supply and installation of Aluminum Louver for SRT Ventilation as per document SECTION VI-C: WORKS REQUIREMENTS | Sq.m. | 10
86 | Work No. B7: Other Miscellaneous Works | supply and installation of 200 mm dia DWC HDPE pipe (NP class nonpressure pipe SN8)with couplers at one end to be filled with Rubber Gasket for the washout of OMU chamber with joints in perfect line and level all complete along with backfilling by crushed base material compaction properly and parent excavated material as shown in drawing, as per document SECTION VI-C: WORKS REQUIREMENTS, completely installed to the final approval of the Engineer. | m | 1500
87 | Work No. B8: Horizontal Directional Drilling Works | Horizontal Directional Drilling (HDD) Work: Horizontal trenchless borehole for HDPE pipes PE 100 PN10 of different sizes (excluding the supply and installation of pipes), but including all other operations and supplies, as follow: a) Mobilizations and demobilizations, b) Site investigation & utility surveys (e.g. test pit underground utilities and Ground Penetration Radar (GPR) surveys), detailed engineering & boring profiles submittal for the approval of the Engineer before starting any stretch, c) Location and Relocation of all the equipment, material and labor in each stretch, d) Tracking electronics and location system, truck trailer with mixing system, drilling fluid activities and vacuum system, e) Pilot Bore Drilling, Reaming, Hole Conditioning, pipeline pullback, installation and grouting, including all ancillary works needed and disposal to approved site of all excavated materials, bentonite muds and waste materials, including all services, equipment, materials, and labor for the complete and proper final installation and testing of underground pipelines, as specified in SECTION VI-C-WORKS REQUIREMENTS Clause 3.2.7, drawings and as instructed by the Engineer for 140 mm to 180 mm | m | 2505
88 | Work No. B8: Horizontal Directional Drilling Works | Horizontal Directional Drilling (HDD) Work: Horizontal trenchless borehole for HDPE pipes PE 100 PN10 of different sizes (excluding the supply and installation of pipes), but including all other operations and supplies, as follow: a) Mobilizations and demobilizations, b) Site investigation & utility surveys (e.g. test pit underground utilities and Ground Penetration Radar (GPR) surveys), detailed engineering & boring profiles submittal for the approval of the Engineer before starting any stretch, c) Location and Relocation of all the equipment, material and labor in each stretch, d) Tracking electronics and location system, truck trailer with mixing system, drilling fluid activities and vacuum system, e) Pilot Bore Drilling, Reaming, Hole Conditioning, pipeline pullback, installation and grouting, including all ancillary works needed and disposal to approved site of all excavated materials, bentonite muds and waste materials, including all services, equipment, materials, and labor for the complete and proper final installation and testing of underground pipelines, as specified in SECTION VI-C-WORKS REQUIREMENTS Clause 3.2.7, drawings and as instructed by the Engineer for 200 mm to 250 mm | m | 301
89 | Work No. B8: Horizontal Directional Drilling Works | Horizontal Directional Drilling (HDD) Work: Horizontal trenchless borehole for HDPE pipes PE 100 PN10 of different sizes (excluding the supply and installation of pipes), but including all other operations and supplies, as follow: a) Mobilizations and demobilizations, b) Site investigation & utility surveys (e.g. test pit underground utilities and Ground Penetration Radar (GPR) surveys), detailed engineering & boring profiles submittal for the approval of the Engineer before starting any stretch, c) Location and Relocation of all the equipment, material and labor in each stretch, d) Tracking electronics and location system, truck trailer with mixing system, drilling fluid activities and vacuum system, e) Pilot Bore Drilling, Reaming, Hole Conditioning, pipeline pullback, installation and grouting, including all ancillary works needed and disposal to approved site of all excavated materials, bentonite muds and waste materials, including all services, equipment, materials, and labor for the complete and proper final installation and testing of underground pipelines, as specified in SECTION VI-C-WORKS REQUIREMENTS Clause 3.2.7, drawings and as instructed by the Engineer for 280 mm to 315 mm | m | 165
90 | Work No. C1: Supply and Installation of Pipes | Supply of all materials and laying/installation of DI Primary Spigot and Socket Straight Pipes Restrained Joint, restrained joint with double chamber and weld bead at the spigot (anchorage chamber independent of the sealing chamber), including necessary accessories, joint rings (10% extra), lock rings, lubricant, minimum length 5.5 m, outside coating and inside lining as per technical specifications, including storing properly, loading the pipes at store, delivery to site, unload, distribute, multiple handling, cutting and preparing ends, including restrained double spigot pieces to adjust length on bends (weld bead factory-welded in one end , the other end to be cut and field-welded, or else both ends factory-welded and cut in the center joining both sides using mechanical self-anchored/restrained coupling for DI pipes), jointing, dewatering, supply and installation of PE sleeving with seal tape, non detectable warning tape at specified levels, all complete as specified in document SECTION VI-C: WORKS REQUIREMENTS Clause 4.4 and Drawings, and as instructed by the Engineer, with all lead and lift. DN 500 mm Class C30 | m | 1425
91 | Work No. C1: Supply and Installation of Pipes | Supply of all materials and laying/installation of DI Primary Spigot and Socket Straight Pipes Restrained Joint, restrained joint with double chamber and weld bead at the spigot (anchorage chamber independent of the sealing chamber), including necessary accessories, joint rings (10% extra), lock rings, lubricant, minimum length 5.5 m, outside coating and inside lining as per technical specifications, including storing properly, loading the pipes at store, delivery to site, unload, distribute, multiple handling, cutting and preparing ends, including restrained double spigot pieces to adjust length on bends (weld bead factory-welded in one end , the other end to be cut and field-welded, or else both ends factory-welded and cut in the center joining both sides using mechanical self-anchored/restrained coupling for DI pipes), jointing, dewatering, supply and installation of PE sleeving with seal tape, non detectable warning tape at specified levels, all complete as specified in document SECTION VI-C: WORKS REQUIREMENTS Clause 4.4 and Drawings, and as instructed by the Engineer, with all lead and lift. DN 400 mm Class C30 | m | 957
92 | Work No. C1: Supply and Installation of Pipes | Supply of all materials and laying/installation of DI Primary Spigot and Socket Straight Pipes Restrained Joint, restrained joint with double chamber and weld bead at the spigot (anchorage chamber independent of the sealing chamber), including necessary accessories, joint rings (10% extra), lock rings, lubricant, minimum length 5.5 m, outside coating and inside lining as per technical specifications, including storing properly, loading the pipes at store, delivery to site, unload, distribute, multiple handling, cutting and preparing ends, including restrained double spigot pieces to adjust length on bends (weld bead factory-welded in one end , the other end to be cut and field-welded, or else both ends factory-welded and cut in the center joining both sides using mechanical self-anchored/restrained coupling for DI pipes), jointing, dewatering, supply and installation of PE sleeving with seal tape, non detectable warning tape at specified levels, all complete as specified in document SECTION VI-C: WORKS REQUIREMENTS Clause 4.4 and Drawings, and as instructed by the Engineer, with all lead and lift. DN 350 mm Class C30 | m | 198
93 | Work No. C1: Supply and Installation of Pipes | Supply of all materials and laying/installation of DI Primary Spigot and Socket Straight Pipes Restrained Joint, restrained joint with double chamber and weld bead at the spigot (anchorage chamber independent of the sealing chamber), including necessary accessories, joint rings (10% extra), lock rings, lubricant, minimum length 5.5 m, outside coating and inside lining as per technical specifications, including storing properly, loading the pipes at store, delivery to site, unload, distribute, multiple handling, cutting and preparing ends, including restrained double spigot pieces to adjust length on bends (weld bead factory-welded in one end , the other end to be cut and field-welded, or else both ends factory-welded and cut in the center joining both sides using mechanical self-anchored/restrained coupling for DI pipes), jointing, dewatering, supply and installation of PE sleeving with seal tape, non detectable warning tape at specified levels, all complete as specified in document SECTION VI-C: WORKS REQUIREMENTS Clause 4.4 and Drawings, and as instructed by the Engineer, with all lead and lift. DN 300 mm Class C30 | m | 90
94 | Work No. C1: Supply and Installation of Pipes | Supply of all materials and laying/installation of DI Primary Spigot and Socket Straight Pipes Non-Restrained joint, including necessary accessories, joint rings (10% extra) and lubricant, minimum length 5.5 m, outside coating and inside lining as per technical specifications, including storing properly, loading the pipes at store, delivery to site, unload, distribute, multiple handling, cutting and preparing ends (including length wastage), jointing, dewatering, supply and installation of PE sleeving with seal tape, non detectable warning tape at specified levels, all complete as specified in document SECTION VI-C: WORKS REQUIREMENTS Clause 4.4 and Drawings, and as instructed by the Engineer, with all lead and lift. DN 500 mm Class C30 | m | 3816
95 | Work No. C1: Supply and Installation of Pipes | Supply of all materials and laying/installation of DI Primary Spigot and Socket Straight Pipes Non-Restrained joint, including necessary accessories, joint rings (10% extra) and lubricant, minimum length 5.5 m, outside coating and inside lining as per technical specifications, including storing properly, loading the pipes at store, delivery to site, unload, distribute, multiple handling, cutting and preparing ends (including length wastage), jointing, dewatering, supply and installation of PE sleeving with seal tape, non detectable warning tape at specified levels, all complete as specified in document SECTION VI-C: WORKS REQUIREMENTS Clause 4.4 and Drawings, and as instructed by the Engineer, with all lead and lift. DN 400 mm Class C30 | m | 2731
96 | Work No. C1: Supply and Installation of Pipes | Supply of all materials and laying/installation of DI Primary Spigot and Socket Straight Pipes Non-Restrained joint, including necessary accessories, joint rings (10% extra) and lubricant, minimum length 5.5 m, outside coating and inside lining as per technical specifications, including storing properly, loading the pipes at store, delivery to site, unload, distribute, multiple handling, cutting and preparing ends (including length wastage), jointing, dewatering, supply and installation of PE sleeving with seal tape, non detectable warning tape at specified levels, all complete as specified in document SECTION VI-C: WORKS REQUIREMENTS Clause 4.4 and Drawings, and as instructed by the Engineer, with all lead and lift. DN 350 mm Class C30 | m | 278
97 | Work No. C1: Supply and Installation of Pipes | Supply of all materials and laying/installation of DI Double Flanged Pipe PN10 for Jorpati South Pumping Station connections , including necessary accessories, joint rings (10% extra) and lubricant, minimum length 5.5 m, outside coating and inside lining as per technical specifications, including storing properly, loading the pipes at store, delivery to site, unload, distribute, multiple handling, cutting and preparing ends (including length wastage), jointing, dewatering, supply and installation of PE sleeving with seal tape, non detectable warning tape at specified levels, all complete as specified in document SECTION VI-C: WORKS REQUIREMENTS Clause 4.4 and Drawings, and as instructed by the Engineer, with all lead and lift. DN 500 mm | m | 94
98 | Work No. C1: Supply and Installation of Pipes | Supply of all materials and laying/installation of DI Double Flanged Pipe PN10 for Jorpati South Pumping Station connections , including necessary accessories, joint rings (10% extra) and lubricant, minimum length 5.5 m, outside coating and inside lining as per technical specifications, including storing properly, loading the pipes at store, delivery to site, unload, distribute, multiple handling, cutting and preparing ends (including length wastage), jointing, dewatering, supply and installation of PE sleeving with seal tape, non detectable warning tape at specified levels, all complete as specified in document SECTION VI-C: WORKS REQUIREMENTS Clause 4.4 and Drawings, and as instructed by the Engineer, with all lead and lift. DN 600 mm | m | 11
99 | Work No. C1: Supply and Installation of Pipes | Supply and laying/installation of Primary Network HDPE pipe PE 100 PN 10 in open-cut trenches with Electro Fusion fitting joints, including all needed EF couplers and bends, also including storing in proper location, loading the pipes & fittings at store, delivery to site, unload, distribute, multiple handling, cutting and preparing ends, fusion jointing, dewatering, supply and installation of detectable warning tape at specified level, successful sectional pressure and leakage testing, including cost of water and cost of all testing arrangements/equipments, all complete as specified in document SECTION VI-C: WORKS REQUIREMENTS Clause 4.5 and Drawings, and as instructed by the Engineer, with all lead and lift. OD 315 mm | m | 1153
100 | Work No. C1: Supply and Installation of Pipes | Supply and laying/installation of Distribution Network HDPE pipe PE 100 PN 10 in open-cut trenches (including in measurement the interconnection with HDPE laid by HDD method) with Electro Fusion fitting joints, including all needed EF couplers and bends, also including storing in proper location, loading the pipes & fittings at store, delivery to site, unload, distribute, multiple handling, cutting and preparing ends, fusion jointing, dewatering, supply and installation of detectable warning tape at specified level, successful sectional pressure and leakage testing, including cost of water and cost of all testing arrangements/equipments, all complete as specified in document SECTION VI-C: WORKS REQUIREMENTS clause 4.5 and Drawings, and as instructed by the Engineer, with all lead and lift. OD 315mm | m | 686
101 | Work No. C1: Supply and Installation of Pipes | Supply and laying/installation of Distribution Network HDPE pipe PE 100 PN 10 in open-cut trenches (including in measurement the interconnection with HDPE laid by HDD method) with Electro Fusion fitting joints, including all needed EF couplers and bends, also including storing in proper location, loading the pipes & fittings at store, delivery to site, unload, distribute, multiple handling, cutting and preparing ends, fusion jointing, dewatering, supply and installation of detectable warning tape at specified level, successful sectional pressure and leakage testing, including cost of water and cost of all testing arrangements/equipments, all complete as specified in document SECTION VI-C: WORKS REQUIREMENTS clause 4.5 and Drawings, and as instructed by the Engineer, with all lead and lift. OD 280mm | m | 955
102 | Work No. C1: Supply and Installation of Pipes | Supply and laying/installation of Distribution Network HDPE pipe PE 100 PN 10 in open-cut trenches (including in measurement the interconnection with HDPE laid by HDD method) with Electro Fusion fitting joints, including all needed EF couplers and bends, also including storing in proper location, loading the pipes & fittings at store, delivery to site, unload, distribute, multiple handling, cutting and preparing ends, fusion jointing, dewatering, supply and installation of detectable warning tape at specified level, successful sectional pressure and leakage testing, including cost of water and cost of all testing arrangements/equipments, all complete as specified in document SECTION VI-C: WORKS REQUIREMENTS clause 4.5 and Drawings, and as instructed by the Engineer, with all lead and lift. OD 250mm | m | 713
103 | Work No. C1: Supply and Installation of Pipes | Supply and laying/installation of Distribution Network HDPE pipe PE 100 PN 10 in open-cut trenches (including in measurement the interconnection with HDPE laid by HDD method) with Electro Fusion fitting joints, including all needed EF couplers and bends, also including storing in proper location, loading the pipes & fittings at store, delivery to site, unload, distribute, multiple handling, cutting and preparing ends, fusion jointing, dewatering, supply and installation of detectable warning tape at specified level, successful sectional pressure and leakage testing, including cost of water and cost of all testing arrangements/equipments, all complete as specified in document SECTION VI-C: WORKS REQUIREMENTS clause 4.5 and Drawings, and as instructed by the Engineer, with all lead and lift. OD 225mm | m | 1378
104 | Work No. C1: Supply and Installation of Pipes | Supply and laying/installation of Distribution Network HDPE pipe PE 100 PN 10 in open-cut trenches (including in measurement the interconnection with HDPE laid by HDD method) with Electro Fusion fitting joints, including all needed EF couplers and bends, also including storing in proper location, loading the pipes & fittings at store, delivery to site, unload, distribute, multiple handling, cutting and preparing ends, fusion jointing, dewatering, supply and installation of detectable warning tape at specified level, successful sectional pressure and leakage testing, including cost of water and cost of all testing arrangements/equipments, all complete as specified in document SECTION VI-C: WORKS REQUIREMENTS clause 4.5 and Drawings, and as instructed by the Engineer, with all lead and lift. OD 200mm | m | 906
105 | Work No. C1: Supply and Installation of Pipes | Supply and laying/installation of Distribution Network HDPE pipe PE 100 PN 10 in open-cut trenches (including in measurement the interconnection with HDPE laid by HDD method) with Electro Fusion fitting joints, including all needed EF couplers and bends, also including storing in proper location, loading the pipes & fittings at store, delivery to site, unload, distribute, multiple handling, cutting and preparing ends, fusion jointing, dewatering, supply and installation of detectable warning tape at specified level, successful sectional pressure and leakage testing, including cost of water and cost of all testing arrangements/equipments, all complete as specified in document SECTION VI-C: WORKS REQUIREMENTS clause 4.5 and Drawings, and as instructed by the Engineer, with all lead and lift. OD 180mm | m | 4321
106 | Work No. C1: Supply and Installation of Pipes | Supply and laying/installation of Distribution Network HDPE pipe PE 100 PN 10 in open-cut trenches (including in measurement the interconnection with HDPE laid by HDD method) with Electro Fusion fitting joints, including all needed EF couplers and bends, also including storing in proper location, loading the pipes & fittings at store, delivery to site, unload, distribute, multiple handling, cutting and preparing ends, fusion jointing, dewatering, supply and installation of detectable warning tape at specified level, successful sectional pressure and leakage testing, including cost of water and cost of all testing arrangements/equipments, all complete as specified in document SECTION VI-C: WORKS REQUIREMENTS clause 4.5 and Drawings, and as instructed by the Engineer, with all lead and lift. OD 160mm | m | 14551
107 | Work No. C1: Supply and Installation of Pipes | Supply and laying/installation of Distribution Network HDPE pipe PE 100 PN 10 in open-cut trenches (including in measurement the interconnection with HDPE laid by HDD method) with Electro Fusion fitting joints, including all needed EF couplers and bends, also including storing in proper location, loading the pipes & fittings at store, delivery to site, unload, distribute, multiple handling, cutting and preparing ends, fusion jointing, dewatering, supply and installation of detectable warning tape at specified level, successful sectional pressure and leakage testing, including cost of water and cost of all testing arrangements/equipments, all complete as specified in document SECTION VI-C: WORKS REQUIREMENTS clause 4.5 and Drawings, and as instructed by the Engineer, with all lead and lift. OD 140mm | m | 6157
108 | Work No. C1: Supply and Installation of Pipes | Supply and laying/installation of Distribution Network HDPE pipe PE 100 PN 10 in open-cut trenches (including in measurement the interconnection with HDPE laid by HDD method) with Electro Fusion fitting joints, including all needed EF couplers and bends, also including storing in proper location, loading the pipes & fittings at store, delivery to site, unload, distribute, multiple handling, cutting and preparing ends, fusion jointing, dewatering, supply and installation of detectable warning tape at specified level, successful sectional pressure and leakage testing, including cost of water and cost of all testing arrangements/equipments, all complete as specified in document SECTION VI-C: WORKS REQUIREMENTS clause 4.5 and Drawings, and as instructed by the Engineer, with all lead and lift. OD 125mm | m | 5612
109 | Work No. C1: Supply and Installation of Pipes | Supply and laying/installation of Distribution Network HDPE pipe PE 100 PN 10 in open-cut trenches (including in measurement the interconnection with HDPE laid by HDD method) with Electro Fusion fitting joints, including all needed EF couplers and bends, also including storing in proper location, loading the pipes & fittings at store, delivery to site, unload, distribute, multiple handling, cutting and preparing ends, fusion jointing, dewatering, supply and installation of detectable warning tape at specified level, successful sectional pressure and leakage testing, including cost of water and cost of all testing arrangements/equipments, all complete as specified in document SECTION VI-C: WORKS REQUIREMENTS clause 4.5 and Drawings, and as instructed by the Engineer, with all lead and lift. OD 110mm | m | 46767
110 | Work No. C1: Supply and Installation of Pipes | Supply and laying/installation of Distribution Network HDPE pipe PE 100 PN 10 in open-cut trenches (including in measurement the interconnection with HDPE laid by HDD method) with Electro Fusion fitting joints, including all needed EF couplers and bends, also including storing in proper location, loading the pipes & fittings at store, delivery to site, unload, distribute, multiple handling, cutting and preparing ends, fusion jointing, dewatering, supply and installation of detectable warning tape at specified level, successful sectional pressure and leakage testing, including cost of water and cost of all testing arrangements/equipments, all complete as specified in document SECTION VI-C: WORKS REQUIREMENTS clause 4.5 and Drawings, and as instructed by the Engineer, with all lead and lift. OD 90mm | m | 33466
111 | Work No. C1: Supply and Installation of Pipes | Supply and laying/installation of Distribution Network HDPE pipe PE 100 PN 10 in open-cut trenches (including in measurement the interconnection with HDPE laid by HDD method) with Electro Fusion fitting joints, including all needed EF couplers and bends, also including storing in proper location, loading the pipes & fittings at store, delivery to site, unload, distribute, multiple handling, cutting and preparing ends, fusion jointing, dewatering, supply and installation of detectable warning tape at specified level, successful sectional pressure and leakage testing, including cost of water and cost of all testing arrangements/equipments, all complete as specified in document SECTION VI-C: WORKS REQUIREMENTS clause 4.5 and Drawings, and as instructed by the Engineer, with all lead and lift. OD 75mm | m | 10503
112 | Work No. C1: Supply and Installation of Pipes | Supply and installation of Distribution Network HDPE pipe PE 100 PN 10 in Horizontal Directional Drilling installation with butt fusion joints and embedded tracer wire, including storing in proper location, loading the pipes at store, delivery to site, unload, distribute, multiple handling, cutting and preparing ends, butt fusion jointing, successful sectional pressure and leakage testing, including cost of water and cost of all testing arrangements/equipments, all complete as specified in document SECTION VI-C: WORKS REQUIREMENTS Clause 4.5 and Drawings, and as instructed by the Engineer, with all lead and lift. OD 315mm | m | 69
113 | Work No. C1: Supply and Installation of Pipes | Supply and installation of Distribution Network HDPE pipe PE 100 PN 10 in Horizontal Directional Drilling installation with butt fusion joints and embedded tracer wire, including storing in proper location, loading the pipes at store, delivery to site, unload, distribute, multiple handling, cutting and preparing ends, butt fusion jointing, successful sectional pressure and leakage testing, including cost of water and cost of all testing arrangements/equipments, all complete as specified in document SECTION VI-C: WORKS REQUIREMENTS Clause 4.5 and Drawings, and as instructed by the Engineer, with all lead and lift. OD 280mm | m | 97
114 | Work No. C1: Supply and Installation of Pipes | Supply and installation of Distribution Network HDPE pipe PE 100 PN 10 in Horizontal Directional Drilling installation with butt fusion joints and embedded tracer wire, including storing in proper location, loading the pipes at store, delivery to site, unload, distribute, multiple handling, cutting and preparing ends, butt fusion jointing, successful sectional pressure and leakage testing, including cost of water and cost of all testing arrangements/equipments, all complete as specified in document SECTION VI-C: WORKS REQUIREMENTS Clause 4.5 and Drawings, and as instructed by the Engineer, with all lead and lift. OD 250mm | m | 72
115 | Work No. C1: Supply and Installation of Pipes | Supply and installation of Distribution Network HDPE pipe PE 100 PN 10 in Horizontal Directional Drilling installation with butt fusion joints and embedded tracer wire, including storing in proper location, loading the pipes at store, delivery to site, unload, distribute, multiple handling, cutting and preparing ends, butt fusion jointing, successful sectional pressure and leakage testing, including cost of water and cost of all testing arrangements/equipments, all complete as specified in document SECTION VI-C: WORKS REQUIREMENTS Clause 4.5 and Drawings, and as instructed by the Engineer, with all lead and lift. OD 225mm | m | 139
116 | Work No. C1: Supply and Installation of Pipes | Supply and installation of Distribution Network HDPE pipe PE 100 PN 10 in Horizontal Directional Drilling installation with butt fusion joints and embedded tracer wire, including storing in proper location, loading the pipes at store, delivery to site, unload, distribute, multiple handling, cutting and preparing ends, butt fusion jointing, successful sectional pressure and leakage testing, including cost of water and cost of all testing arrangements/equipments, all complete as specified in document SECTION VI-C: WORKS REQUIREMENTS Clause 4.5 and Drawings, and as instructed by the Engineer, with all lead and lift. OD 200mm | m | 91
117 | Work No. C1: Supply and Installation of Pipes | Supply and installation of Distribution Network HDPE pipe PE 100 PN 10 in Horizontal Directional Drilling installation with butt fusion joints and embedded tracer wire, including storing in proper location, loading the pipes at store, delivery to site, unload, distribute, multiple handling, cutting and preparing ends, butt fusion jointing, successful sectional pressure and leakage testing, including cost of water and cost of all testing arrangements/equipments, all complete as specified in document SECTION VI-C: WORKS REQUIREMENTS Clause 4.5 and Drawings, and as instructed by the Engineer, with all lead and lift. OD 180mm | m | 434
118 | Work No. C1: Supply and Installation of Pipes | Supply and installation of Distribution Network HDPE pipe PE 100 PN 10 in Horizontal Directional Drilling installation with butt fusion joints and embedded tracer wire, including storing in proper location, loading the pipes at store, delivery to site, unload, distribute, multiple handling, cutting and preparing ends, butt fusion jointing, successful sectional pressure and leakage testing, including cost of water and cost of all testing arrangements/equipments, all complete as specified in document SECTION VI-C: WORKS REQUIREMENTS Clause 4.5 and Drawings, and as instructed by the Engineer, with all lead and lift. OD 160mm | m | 1456
119 | Work No. C1: Supply and Installation of Pipes | Supply and installation of Distribution Network HDPE pipe PE 100 PN 10 in Horizontal Directional Drilling installation with butt fusion joints and embedded tracer wire, including storing in proper location, loading the pipes at store, delivery to site, unload, distribute, multiple handling, cutting and preparing ends, butt fusion jointing, successful sectional pressure and leakage testing, including cost of water and cost of all testing arrangements/equipments, all complete as specified in document SECTION VI-C: WORKS REQUIREMENTS Clause 4.5 and Drawings, and as instructed by the Engineer, with all lead and lift. OD 140mm | m | 617
120 | Work No. C2: Supply and Installation of Pipe and Chamber Fittings | DI PIPELINES FITTINGS Supply and Installation of DI Fittings (PN16), including all accessories, outside coating and inside lining as per technical specifications, including storing properly, loading at store, delivery to site, unload, distribute, multiple handling, cutting and preparing ends, jointing, PE sleeving with seal tape, non detectable warning tape at specified levels, all complete as specified in document SECTION VI-C: WORKS REQUIREMENTS Clause 4.4 and Drawings, and as instructed by the Engineer, with all lead and lift. DI Double Socket Restrained Bend of 90 deg. DN 400 | Nos | 3
121 | Work No. C2: Supply and Installation of Pipe and Chamber Fittings | DI PIPELINES FITTINGS Supply and Installation of DI Fittings (PN16), including all accessories, outside coating and inside lining as per technical specifications, including storing properly, loading at store, delivery to site, unload, distribute, multiple handling, cutting and preparing ends, jointing, PE sleeving with seal tape, non detectable warning tape at specified levels, all complete as specified in document SECTION VI-C: WORKS REQUIREMENTS Clause 4.4 and Drawings, and as instructed by the Engineer, with all lead and lift. DI Double Socket Restrained Bend of 45 deg. DN 350 | Nos | 9
122 | Work No. C2: Supply and Installation of Pipe and Chamber Fittings | DI PIPELINES FITTINGS Supply and Installation of DI Fittings (PN16), including all accessories, outside coating and inside lining as per technical specifications, including storing properly, loading at store, delivery to site, unload, distribute, multiple handling, cutting and preparing ends, jointing, PE sleeving with seal tape, non detectable warning tape at specified levels, all complete as specified in document SECTION VI-C: WORKS REQUIREMENTS Clause 4.4 and Drawings, and as instructed by the Engineer, with all lead and lift. DI Double Socket Restrained Bend of 45 deg. DN 400 | Nos | 28
123 | Work No. C2: Supply and Installation of Pipe and Chamber Fittings | DI PIPELINES FITTINGS Supply and Installation of DI Fittings (PN16), including all accessories, outside coating and inside lining as per technical specifications, including storing properly, loading at store, delivery to site, unload, distribute, multiple handling, cutting and preparing ends, jointing, PE sleeving with seal tape, non detectable warning tape at specified levels, all complete as specified in document SECTION VI-C: WORKS REQUIREMENTS Clause 4.4 and Drawings, and as instructed by the Engineer, with all lead and lift. DI Double Socket Restrained Bend of 22.5 deg. DN 400 | Nos | 18
124 | Work No. C2: Supply and Installation of Pipe and Chamber Fittings | DI PIPELINES FITTINGS Supply and Installation of DI Fittings (PN16), including all accessories, outside coating and inside lining as per technical specifications, including storing properly, loading at store, delivery to site, unload, distribute, multiple handling, cutting and preparing ends, jointing, PE sleeving with seal tape, non detectable warning tape at specified levels, all complete as specified in document SECTION VI-C: WORKS REQUIREMENTS Clause 4.4 and Drawings, and as instructed by the Engineer, with all lead and lift. DI Double Socket Restrained Bend of 11.25 deg. DN 350 | Nos | 3
125 | Work No. C2: Supply and Installation of Pipe and Chamber Fittings | DI PIPELINES FITTINGS Supply and Installation of DI Fittings (PN16), including all accessories, outside coating and inside lining as per technical specifications, including storing properly, loading at store, delivery to site, unload, distribute, multiple handling, cutting and preparing ends, jointing, PE sleeving with seal tape, non detectable warning tape at specified levels, all complete as specified in document SECTION VI-C: WORKS REQUIREMENTS Clause 4.4 and Drawings, and as instructed by the Engineer, with all lead and lift. DI Double Socket Restrained Bend of 11.25 deg. DN 400 | Nos | 9
126 | Work No. C2: Supply and Installation of Pipe and Chamber Fittings | DI PIPELINES FITTINGS Supply and Installation of DI Fittings (PN16), including all accessories, outside coating and inside lining as per technical specifications, including storing properly, loading at store, delivery to site, unload, distribute, multiple handling, cutting and preparing ends, jointing, PE sleeving with seal tape, non detectable warning tape at specified levels, all complete as specified in document SECTION VI-C: WORKS REQUIREMENTS Clause 4.4 and Drawings, and as instructed by the Engineer, with all lead and lift. DI All Socket Restrained Equal Tee (ET) DN 350 | Nos | 4
127 | Work No. C2: Supply and Installation of Pipe and Chamber Fittings | DI PIPELINES FITTINGS Supply and Installation of DI Fittings (PN16), including all accessories, outside coating and inside lining as per technical specifications, including storing properly, loading at store, delivery to site, unload, distribute, multiple handling, cutting and preparing ends, jointing, PE sleeving with seal tape, non detectable warning tape at specified levels, all complete as specified in document SECTION VI-C: WORKS REQUIREMENTS Clause 4.4 and Drawings, and as instructed by the Engineer, with all lead and lift. DI All Socket Restrained Equal Tee (ET) DN 400 | Nos | 5
128 | Work No. C2: Supply and Installation of Pipe and Chamber Fittings | DI PIPELINES FITTINGS Supply and Installation of DI Fittings (PN16), including all accessories, outside coating and inside lining as per technical specifications, including storing properly, loading at store, delivery to site, unload, distribute, multiple handling, cutting and preparing ends, jointing, PE sleeving with seal tape, non detectable warning tape at specified levels, all complete as specified in document SECTION VI-C: WORKS REQUIREMENTS Clause 4.4 and Drawings, and as instructed by the Engineer, with all lead and lift. DI All Flange Equal Tee (ET) DN 400 | Nos | 105
129 | Work No. C2: Supply and Installation of Pipe and Chamber Fittings | DI PIPELINES FITTINGS Supply and Installation of DI Fittings (PN16), including all accessories, outside coating and inside lining as per technical specifications, including storing properly, loading at store, delivery to site, unload, distribute, multiple handling, cutting and preparing ends, jointing, PE sleeving with seal tape, non detectable warning tape at specified levels, all complete as specified in document SECTION VI-C: WORKS REQUIREMENTS Clause 4.4 and Drawings, and as instructed by the Engineer, with all lead and lift. DI Single Flanged Piece (Tail with weld bead) DN 350 | Nos | 4
130 | Work No. C2: Supply and Installation of Pipe and Chamber Fittings | DI PIPELINES FITTINGS Supply and Installation of DI Fittings (PN16), including all accessories, outside coating and inside lining as per technical specifications, including storing properly, loading at store, delivery to site, unload, distribute, multiple handling, cutting and preparing ends, jointing, PE sleeving with seal tape, non detectable warning tape at specified levels, all complete as specified in document SECTION VI-C: WORKS REQUIREMENTS Clause 4.4 and Drawings, and as instructed by the Engineer, with all lead and lift. DI Single Flanged Piece (Tail with weld bead) DN 400 | Nos | 21
131 | Work No. C2: Supply and Installation of Pipe and Chamber Fittings | DI PIPELINES FITTINGS Supply and Installation of DI Fittings (PN16), including all accessories, outside coating and inside lining as per technical specifications, including storing properly, loading at store, delivery to site, unload, distribute, multiple handling, cutting and preparing ends, jointing, PE sleeving with seal tape, non detectable warning tape at specified levels, all complete as specified in document SECTION VI-C: WORKS REQUIREMENTS Clause 4.4 and Drawings, and as instructed by the Engineer, with all lead and lift. DI Flanged and Socket (FS) Restrained (socket with double chamber) DN 350 | Nos | 11
132 | Work No. C2: Supply and Installation of Pipe and Chamber Fittings | DI PIPELINES FITTINGS Supply and Installation of DI Fittings (PN16), including all accessories, outside coating and inside lining as per technical specifications, including storing properly, loading at store, delivery to site, unload, distribute, multiple handling, cutting and preparing ends, jointing, PE sleeving with seal tape, non detectable warning tape at specified levels, all complete as specified in document SECTION VI-C: WORKS REQUIREMENTS Clause 4.4 and Drawings, and as instructed by the Engineer, with all lead and lift. DI Flanged and Socket (FS) Restrained (socket with double chamber) DN 400 | Nos | 57
133 | Work No. C2: Supply and Installation of Pipe and Chamber Fittings | DI PIPELINES FITTINGS Supply and Installation of DI Fittings (PN16), including all accessories, outside coating and inside lining as per technical specifications, including storing properly, loading at store, delivery to site, unload, distribute, multiple handling, cutting and preparing ends, jointing, PE sleeving with seal tape, non detectable warning tape at specified levels, all complete as specified in document SECTION VI-C: WORKS REQUIREMENTS Clause 4.4 and Drawings, and as instructed by the Engineer, with all lead and lift. DI All Socket Restrained Concentric Taper 350mm x 315mm | Nos | 10
134 | Work No. C2: Supply and Installation of Pipe and Chamber Fittings | DI PIPELINES FITTINGS Supply and Installation of DI Fittings (PN16), including all accessories, outside coating and inside lining as per technical specifications, including storing properly, loading at store, delivery to site, unload, distribute, multiple handling, cutting and preparing ends, jointing, PE sleeving with seal tape, non detectable warning tape at specified levels, all complete as specified in document SECTION VI-C: WORKS REQUIREMENTS Clause 4.4 and Drawings, and as instructed by the Engineer, with all lead and lift. DI All Socket Restrained Concentric Taper 400mm x 200mm | Nos | 2
135 | Work No. C2: Supply and Installation of Pipe and Chamber Fittings | DI PIPELINES FITTINGS Supply and Installation of DI Fittings (PN16), including all accessories, outside coating and inside lining as per technical specifications, including storing properly, loading at store, delivery to site, unload, distribute, multiple handling, cutting and preparing ends, jointing, PE sleeving with seal tape, non detectable warning tape at specified levels, all complete as specified in document SECTION VI-C: WORKS REQUIREMENTS Clause 4.4 and Drawings, and as instructed by the Engineer, with all lead and lift. DI All Socket Restrained Concentric Taper 400mm x 315mm | Nos | 3
136 | Work No. C2: Supply and Installation of Pipe and Chamber Fittings | DI PIPELINES FITTINGS Supply and Installation of DI Fittings (PN16), including all accessories, outside coating and inside lining as per technical specifications, including storing properly, loading at store, delivery to site, unload, distribute, multiple handling, cutting and preparing ends, jointing, PE sleeving with seal tape, non detectable warning tape at specified levels, all complete as specified in document SECTION VI-C: WORKS REQUIREMENTS Clause 4.4 and Drawings, and as instructed by the Engineer, with all lead and lift. DI All Socket Restrained Concentric Taper 500mm x 400mm | Nos | 4
137 | Work No. C2: Supply and Installation of Pipe and Chamber Fittings | DI PIPELINES FITTINGS Supply and Installation of DI Fittings (PN16), including all accessories, outside coating and inside lining as per technical specifications, including storing properly, loading at store, delivery to site, unload, distribute, multiple handling, cutting and preparing ends, jointing, PE sleeving with seal tape, non detectable warning tape at specified levels, all complete as specified in document SECTION VI-C: WORKS REQUIREMENTS Clause 4.4 and Drawings, and as instructed by the Engineer, with all lead and lift. DI All Socket Restrained Concentric Taper 600mm x 150mm | Nos | 2
138 | Work No. C2: Supply and Installation of Pipe and Chamber Fittings | DI PIPELINES FITTINGS Supply and Installation of DI Fittings (PN16), including all accessories, outside coating and inside lining as per technical specifications, including storing properly, loading at store, delivery to site, unload, distribute, multiple handling, cutting and preparing ends, jointing, PE sleeving with seal tape, non detectable warning tape at specified levels, all complete as specified in document SECTION VI-C: WORKS REQUIREMENTS Clause 4.4 and Drawings, and as instructed by the Engineer, with all lead and lift. DI All Socket Restrained Concentric Taper 600mm x 250mm | Nos | 9
139 | Work No. C2: Supply and Installation of Pipe and Chamber Fittings | DI PIPELINES FITTINGS Supply and Installation of DI Fittings (PN16), including all accessories, outside coating and inside lining as per technical specifications, including storing properly, loading at store, delivery to site, unload, distribute, multiple handling, cutting and preparing ends, jointing, PE sleeving with seal tape, non detectable warning tape at specified levels, all complete as specified in document SECTION VI-C: WORKS REQUIREMENTS Clause 4.4 and Drawings, and as instructed by the Engineer, with all lead and lift. DI All Socket Restrained Concentric Taper 600mm x 280mm | Nos | 4
140 | Work No. C2: Supply and Installation of Pipe and Chamber Fittings | DI PIPELINES FITTINGS Supply and Installation of DI Fittings (PN16), including all accessories, outside coating and inside lining as per technical specifications, including storing properly, loading at store, delivery to site, unload, distribute, multiple handling, cutting and preparing ends, jointing, PE sleeving with seal tape, non detectable warning tape at specified levels, all complete as specified in document SECTION VI-C: WORKS REQUIREMENTS Clause 4.4 and Drawings, and as instructed by the Engineer, with all lead and lift. DI All Socket Restrained Concentric Taper 600mm x 400mm | Nos | 4
141 | Work No. C2: Supply and Installation of Pipe and Chamber Fittings | DI PIPELINES FITTINGS Supply and Installation of DI Fittings (PN16), including all accessories, outside coating and inside lining as per technical specifications, including storing properly, loading at store, delivery to site, unload, distribute, multiple handling, cutting and preparing ends, jointing, PE sleeving with seal tape, non detectable warning tape at specified levels, all complete as specified in document SECTION VI-C: WORKS REQUIREMENTS Clause 4.4 and Drawings, and as instructed by the Engineer, with all lead and lift. DI All Socket Restrained Concentric Taper 700mm x 300mm | Nos | 2
142 | Work No. C2: Supply and Installation of Pipe and Chamber Fittings | HDPE PIPELINES FITTINGS Supply and Installation of HDPE PE100 PN16 Electrofusion Fittings with all needed electrofusion couplers to be connected to the pipelines, including storing properly, loading at store, delivery to site, unload, distribute, multiple handling, jointing, detectable warning tape at specified levels, all complete as specified in document SECTION VI-C: WORKS REQUIREMENTS Clause 4.5 and Drawings, and as instructed by the Engineer, with all lead and lift. HDPE PE100 PN16 Electrofusion Tees OD 75 | Nos | 78
143 | Work No. C2: Supply and Installation of Pipe and Chamber Fittings | HDPE PIPELINES FITTINGS Supply and Installation of HDPE PE100 PN16 Electrofusion Fittings with all needed electrofusion couplers to be connected to the pipelines, including storing properly, loading at store, delivery to site, unload, distribute, multiple handling, jointing, detectable warning tape at specified levels, all complete as specified in document SECTION VI-C: WORKS REQUIREMENTS Clause 4.5 and Drawings, and as instructed by the Engineer, with all lead and lift. HDPE PE100 PN16 Electrofusion Tees OD 90 | Nos | 152
144 | Work No. C2: Supply and Installation of Pipe and Chamber Fittings | HDPE PIPELINES FITTINGS Supply and Installation of HDPE PE100 PN16 Electrofusion Fittings with all needed electrofusion couplers to be connected to the pipelines, including storing properly, loading at store, delivery to site, unload, distribute, multiple handling, jointing, detectable warning tape at specified levels, all complete as specified in document SECTION VI-C: WORKS REQUIREMENTS Clause 4.5 and Drawings, and as instructed by the Engineer, with all lead and lift. HDPE PE100 PN16 Electrofusion Tees OD 110 | Nos | 174
145 | Work No. C2: Supply and Installation of Pipe and Chamber Fittings | HDPE PIPELINES FITTINGS Supply and Installation of HDPE PE100 PN16 Electrofusion Fittings with all needed electrofusion couplers to be connected to the pipelines, including storing properly, loading at store, delivery to site, unload, distribute, multiple handling, jointing, detectable warning tape at specified levels, all complete as specified in document SECTION VI-C: WORKS REQUIREMENTS Clause 4.5 and Drawings, and as instructed by the Engineer, with all lead and lift. HDPE PE100 PN16 Electrofusion Tees OD 125 | Nos | 230
146 | Work No. C2: Supply and Installation of Pipe and Chamber Fittings | HDPE PIPELINES FITTINGS Supply and Installation of HDPE PE100 PN16 Electrofusion Fittings with all needed electrofusion couplers to be connected to the pipelines, including storing properly, loading at store, delivery to site, unload, distribute, multiple handling, jointing, detectable warning tape at specified levels, all complete as specified in document SECTION VI-C: WORKS REQUIREMENTS Clause 4.5 and Drawings, and as instructed by the Engineer, with all lead and lift. HDPE PE100 PN16 Electrofusion Tees OD 140 | Nos | 70
147 | Work No. C2: Supply and Installation of Pipe and Chamber Fittings | HDPE PIPELINES FITTINGS Supply and Installation of HDPE PE100 PN16 Electrofusion Fittings with all needed electrofusion couplers to be connected to the pipelines, including storing properly, loading at store, delivery to site, unload, distribute, multiple handling, jointing, detectable warning tape at specified levels, all complete as specified in document SECTION VI-C: WORKS REQUIREMENTS Clause 4.5 and Drawings, and as instructed by the Engineer, with all lead and lift. HDPE PE100 PN16 Electrofusion Tees OD 160 | Nos | 20
148 | Work No. C2: Supply and Installation of Pipe and Chamber Fittings | HDPE PIPELINES FITTINGS Supply and Installation of HDPE PE100 PN16 Electrofusion Fittings with all needed electrofusion couplers to be connected to the pipelines, including storing properly, loading at store, delivery to site, unload, distribute, multiple handling, jointing, detectable warning tape at specified levels, all complete as specified in document SECTION VI-C: WORKS REQUIREMENTS Clause 4.5 and Drawings, and as instructed by the Engineer, with all lead and lift. HDPE PE100 PN16 Electrofusion Tees OD 180 | Nos | 17
149 | Work No. C2: Supply and Installation of Pipe and Chamber Fittings | HDPE PIPELINES FITTINGS Supply and Installation of HDPE PE100 PN16 Electrofusion Fittings with all needed electrofusion couplers to be connected to the pipelines, including storing properly, loading at store, delivery to site, unload, distribute, multiple handling, jointing, detectable warning tape at specified levels, all complete as specified in document SECTION VI-C: WORKS REQUIREMENTS Clause 4.5 and Drawings, and as instructed by the Engineer, with all lead and lift. HDPE PE100 PN16 Electrofusion Tees OD 200 | Nos | 12
150 | Work No. C2: Supply and Installation of Pipe and Chamber Fittings | HDPE PIPELINES FITTINGS Supply and Installation of HDPE PE100 PN16 Electrofusion Fittings with all needed electrofusion couplers to be connected to the pipelines, including storing properly, loading at store, delivery to site, unload, distribute, multiple handling, jointing, detectable warning tape at specified levels, all complete as specified in document SECTION VI-C: WORKS REQUIREMENTS Clause 4.5 and Drawings, and as instructed by the Engineer, with all lead and lift. HDPE PE100 PN16 Electrofusion Tees OD 225 | Nos | 19
151 | Work No. C2: Supply and Installation of Pipe and Chamber Fittings | HDPE PIPELINES FITTINGS Supply and Installation of HDPE PE100 PN16 Electrofusion Fittings with all needed electrofusion couplers to be connected to the pipelines, including storing properly, loading at store, delivery to site, unload, distribute, multiple handling, jointing, detectable warning tape at specified levels, all complete as specified in document SECTION VI-C: WORKS REQUIREMENTS Clause 4.5 and Drawings, and as instructed by the Engineer, with all lead and lift. HDPE PE100 PN16 Electrofusion Tees OD 250 | Nos | 4
152 | Work No. C2: Supply and Installation of Pipe and Chamber Fittings | HDPE PIPELINES FITTINGS Supply and Installation of HDPE PE100 PN16 Electrofusion Fittings with all needed electrofusion couplers to be connected to the pipelines, including storing properly, loading at store, delivery to site, unload, distribute, multiple handling, jointing, detectable warning tape at specified levels, all complete as specified in document SECTION VI-C: WORKS REQUIREMENTS Clause 4.5 and Drawings, and as instructed by the Engineer, with all lead and lift. HDPE PE100 PN16 Electrofusion Tees OD 280 | Nos | 4
153 | Work No. C2: Supply and Installation of Pipe and Chamber Fittings | HDPE PIPELINES FITTINGS Supply and Installation of HDPE PE100 PN16 Electrofusion Fittings with all needed electrofusion couplers to be connected to the pipelines, including storing properly, loading at store, delivery to site, unload, distribute, multiple handling, jointing, detectable warning tape at specified levels, all complete as specified in document SECTION VI-C: WORKS REQUIREMENTS Clause 4.5 and Drawings, and as instructed by the Engineer, with all lead and lift. HDPE PE100 PN16 Electrofusion Tees OD 315 | Nos | 8
154 | Work No. C2: Supply and Installation of Pipe and Chamber Fittings | HDPE PIPELINES FITTINGS Supply and Installation of HDPE PE100 PN16 Electrofusion Fittings with all needed electrofusion couplers to be connected to the pipelines, including storing properly, loading at store, delivery to site, unload, distribute, multiple handling, jointing, detectable warning tape at specified levels, all complete as specified in document SECTION VI-C: WORKS REQUIREMENTS Clause 4.5 and Drawings, and as instructed by the Engineer, with all lead and lift. HDPE PE100 PN16 Electrofusion Cross Tees OD 75 | Nos | 2
155 | Work No. C2: Supply and Installation of Pipe and Chamber Fittings | HDPE PIPELINES FITTINGS Supply and Installation of HDPE PE100 PN16 Electrofusion Fittings with all needed electrofusion couplers to be connected to the pipelines, including storing properly, loading at store, delivery to site, unload, distribute, multiple handling, jointing, detectable warning tape at specified levels, all complete as specified in document SECTION VI-C: WORKS REQUIREMENTS Clause 4.5 and Drawings, and as instructed by the Engineer, with all lead and lift. HDPE PE100 PN16 Electrofusion Cross Tees OD 90 | Nos | 33
156 | Work No. C2: Supply and Installation of Pipe and Chamber Fittings | HDPE PIPELINES FITTINGS Supply and Installation of HDPE PE100 PN16 Electrofusion Fittings with all needed electrofusion couplers to be connected to the pipelines, including storing properly, loading at store, delivery to site, unload, distribute, multiple handling, jointing, detectable warning tape at specified levels, all complete as specified in document SECTION VI-C: WORKS REQUIREMENTS Clause 4.5 and Drawings, and as instructed by the Engineer, with all lead and lift. HDPE PE100 PN16 Electrofusion Cross Tees OD 110 | Nos | 40
157 | Work No. C2: Supply and Installation of Pipe and Chamber Fittings | HDPE PIPELINES FITTINGS Supply and Installation of HDPE PE100 PN16 Electrofusion Fittings with all needed electrofusion couplers to be connected to the pipelines, including storing properly, loading at store, delivery to site, unload, distribute, multiple handling, jointing, detectable warning tape at specified levels, all complete as specified in document SECTION VI-C: WORKS REQUIREMENTS Clause 4.5 and Drawings, and as instructed by the Engineer, with all lead and lift. HDPE PE100 PN16 Electrofusion Cross Tees OD 125 | Nos | 2
158 | Work No. C2: Supply and Installation of Pipe and Chamber Fittings | HDPE PIPELINES FITTINGS Supply and Installation of HDPE PE100 PN16 Electrofusion Fittings with all needed electrofusion couplers to be connected to the pipelines, including storing properly, loading at store, delivery to site, unload, distribute, multiple handling, jointing, detectable warning tape at specified levels, all complete as specified in document SECTION VI-C: WORKS REQUIREMENTS Clause 4.5 and Drawings, and as instructed by the Engineer, with all lead and lift. HDPE PE100 PN16 Electrofusion Cross Tees OD 140 | Nos | 50
159 | Work No. C2: Supply and Installation of Pipe and Chamber Fittings | HDPE PIPELINES FITTINGS Supply and Installation of HDPE PE100 PN16 Electrofusion Fittings with all needed electrofusion couplers to be connected to the pipelines, including storing properly, loading at store, delivery to site, unload, distribute, multiple handling, jointing, detectable warning tape at specified levels, all complete as specified in document SECTION VI-C: WORKS REQUIREMENTS Clause 4.5 and Drawings, and as instructed by the Engineer, with all lead and lift. HDPE PE100 PN16 Electrofusion Cross Tees OD 160 | Nos | 2
160 | Work No. C2: Supply and Installation of Pipe and Chamber Fittings | HDPE PIPELINES FITTINGS Supply and Installation of HDPE PE100 PN16 Electrofusion Fittings with all needed electrofusion couplers to be connected to the pipelines, including storing properly, loading at store, delivery to site, unload, distribute, multiple handling, jointing, detectable warning tape at specified levels, all complete as specified in document SECTION VI-C: WORKS REQUIREMENTS Clause 4.5 and Drawings, and as instructed by the Engineer, with all lead and lift. HDPE PE100 PN16 Electrofusion Cross Tees OD 180 | Nos | 3
161 | Work No. C2: Supply and Installation of Pipe and Chamber Fittings | HDPE PIPELINES FITTINGS Supply and Installation of HDPE PE100 PN16 Electrofusion Fittings with all needed electrofusion couplers to be connected to the pipelines, including storing properly, loading at store, delivery to site, unload, distribute, multiple handling, jointing, detectable warning tape at specified levels, all complete as specified in document SECTION VI-C: WORKS REQUIREMENTS Clause 4.5 and Drawings, and as instructed by the Engineer, with all lead and lift. HDPE PE100 PN16 Electrofusion Cross Tees OD 200 | Nos | 2
162 | Work No. C2: Supply and Installation of Pipe and Chamber Fittings | HDPE PIPELINES FITTINGS Supply and Installation of HDPE PE100 PN16 Electrofusion Fittings with all needed electrofusion couplers to be connected to the pipelines, including storing properly, loading at store, delivery to site, unload, distribute, multiple handling, jointing, detectable warning tape at specified levels, all complete as specified in document SECTION VI-C: WORKS REQUIREMENTS Clause 4.5 and Drawings, and as instructed by the Engineer, with all lead and lift. HDPE PE100 PN16 Electrofusion Cross Tees OD 250 | Nos | 2
163 | Work No. C2: Supply and Installation of Pipe and Chamber Fittings | HDPE PIPELINES FITTINGS Supply and Installation of HDPE PE100 PN16 Electrofusion Fittings with all needed electrofusion couplers to be connected to the pipelines, including storing properly, loading at store, delivery to site, unload, distribute, multiple handling, jointing, detectable warning tape at specified levels, all complete as specified in document SECTION VI-C: WORKS REQUIREMENTS Clause 4.5 and Drawings, and as instructed by the Engineer, with all lead and lift. HDPE PE100 PN16 Electrofusion Cross Tees OD 280 | Nos | 2
164 | Work No. C2: Supply and Installation of Pipe and Chamber Fittings | HDPE PIPELINES FITTINGS Supply and Installation of HDPE PE100 PN16 Electrofusion Fittings with all needed electrofusion couplers to be connected to the pipelines, including storing properly, loading at store, delivery to site, unload, distribute, multiple handling, jointing, detectable warning tape at specified levels, all complete as specified in document SECTION VI-C: WORKS REQUIREMENTS Clause 4.5 and Drawings, and as instructed by the Engineer, with all lead and lift. HDPE PE100 PN16 Electrofusion Cross Tees OD 315 | Nos | 2
165 | Work No. C2: Supply and Installation of Pipe and Chamber Fittings | HDPE PIPELINES FITTINGS Supply and Installation of HDPE PE100 PN16 Electrofusion Fittings with all needed electrofusion couplers to be connected to the pipelines, including storing properly, loading at store, delivery to site, unload, distribute, multiple handling, jointing, detectable warning tape at specified levels, all complete as specified in document SECTION VI-C: WORKS REQUIREMENTS Clause 4.5 and Drawings, and as instructed by the Engineer, with all lead and lift. HDPE PE100 PN16 Electrofusion Reducers 90mmX75mm | Nos | 218
166 | Work No. C2: Supply and Installation of Pipe and Chamber Fittings | HDPE PIPELINES FITTINGS Supply and Installation of HDPE PE100 PN16 Electrofusion Fittings with all needed electrofusion couplers to be connected to the pipelines, including storing properly, loading at store, delivery to site, unload, distribute, multiple handling, jointing, detectable warning tape at specified levels, all complete as specified in document SECTION VI-C: WORKS REQUIREMENTS Clause 4.5 and Drawings, and as instructed by the Engineer, with all lead and lift. HDPE PE100 PN16 Electrofusion Reducers 110mm x 90mm | Nos | 288
167 | Work No. C2: Supply and Installation of Pipe and Chamber Fittings | HDPE PIPELINES FITTINGS Supply and Installation of HDPE PE100 PN16 Electrofusion Fittings with all needed electrofusion couplers to be connected to the pipelines, including storing properly, loading at store, delivery to site, unload, distribute, multiple handling, jointing, detectable warning tape at specified levels, all complete as specified in document SECTION VI-C: WORKS REQUIREMENTS Clause 4.5 and Drawings, and as instructed by the Engineer, with all lead and lift. HDPE PE100 PN16 Electrofusion Reducers 125mm x 110mm | Nos | 24
168 | Work No. C2: Supply and Installation of Pipe and Chamber Fittings | HDPE PIPELINES FITTINGS Supply and Installation of HDPE PE100 PN16 Electrofusion Fittings with all needed electrofusion couplers to be connected to the pipelines, including storing properly, loading at store, delivery to site, unload, distribute, multiple handling, jointing, detectable warning tape at specified levels, all complete as specified in document SECTION VI-C: WORKS REQUIREMENTS Clause 4.5 and Drawings, and as instructed by the Engineer, with all lead and lift. HDPE PE100 PN16 Electrofusion Reducers 125mm x 90mm | Nos | 25
169 | Work No. C2: Supply and Installation of Pipe and Chamber Fittings | HDPE PIPELINES FITTINGS Supply and Installation of HDPE PE100 PN16 Electrofusion Fittings with all needed electrofusion couplers to be connected to the pipelines, including storing properly, loading at store, delivery to site, unload, distribute, multiple handling, jointing, detectable warning tape at specified levels, all complete as specified in document SECTION VI-C: WORKS REQUIREMENTS Clause 4.5 and Drawings, and as instructed by the Engineer, with all lead and lift. HDPE PE100 PN16 Electrofusion Reducers 140mm x 110mm | Nos | 89
170 | Work No. C2: Supply and Installation of Pipe and Chamber Fittings | HDPE PIPELINES FITTINGS Supply and Installation of HDPE PE100 PN16 Electrofusion Fittings with all needed electrofusion couplers to be connected to the pipelines, including storing properly, loading at store, delivery to site, unload, distribute, multiple handling, jointing, detectable warning tape at specified levels, all complete as specified in document SECTION VI-C: WORKS REQUIREMENTS Clause 4.5 and Drawings, and as instructed by the Engineer, with all lead and lift. HDPE PE100 PN16 Electrofusion Reducers 140mm x 125mm | Nos | 13
171 | Work No. C2: Supply and Installation of Pipe and Chamber Fittings | HDPE PIPELINES FITTINGS Supply and Installation of HDPE PE100 PN16 Electrofusion Fittings with all needed electrofusion couplers to be connected to the pipelines, including storing properly, loading at store, delivery to site, unload, distribute, multiple handling, jointing, detectable warning tape at specified levels, all complete as specified in document SECTION VI-C: WORKS REQUIREMENTS Clause 4.5 and Drawings, and as instructed by the Engineer, with all lead and lift. HDPE PE100 PN16 Electrofusion Reducers 140mm x 90mm | Nos | 284
172 | Work No. C2: Supply and Installation of Pipe and Chamber Fittings | HDPE PIPELINES FITTINGS Supply and Installation of HDPE PE100 PN16 Electrofusion Fittings with all needed electrofusion couplers to be connected to the pipelines, including storing properly, loading at store, delivery to site, unload, distribute, multiple handling, jointing, detectable warning tape at specified levels, all complete as specified in document SECTION VI-C: WORKS REQUIREMENTS Clause 4.5 and Drawings, and as instructed by the Engineer, with all lead and lift. HDPE PE100 PN16 Electrofusion Reducers 160mm x 110mm | Nos | 16
173 | Work No. C2: Supply and Installation of Pipe and Chamber Fittings | HDPE PIPELINES FITTINGS Supply and Installation of HDPE PE100 PN16 Electrofusion Fittings with all needed electrofusion couplers to be connected to the pipelines, including storing properly, loading at store, delivery to site, unload, distribute, multiple handling, jointing, detectable warning tape at specified levels, all complete as specified in document SECTION VI-C: WORKS REQUIREMENTS Clause 4.5 and Drawings, and as instructed by the Engineer, with all lead and lift. HDPE PE100 PN16 Electrofusion Reducers 160mm x 125mm | Nos | 5
174 | Work No. C2: Supply and Installation of Pipe and Chamber Fittings | HDPE PIPELINES FITTINGS Supply and Installation of HDPE PE100 PN16 Electrofusion Fittings with all needed electrofusion couplers to be connected to the pipelines, including storing properly, loading at store, delivery to site, unload, distribute, multiple handling, jointing, detectable warning tape at specified levels, all complete as specified in document SECTION VI-C: WORKS REQUIREMENTS Clause 4.5 and Drawings, and as instructed by the Engineer, with all lead and lift. HDPE PE100 PN16 Electrofusion Reducers 160mm x 140mm | Nos | 35
175 | Work No. C2: Supply and Installation of Pipe and Chamber Fittings | HDPE PIPELINES FITTINGS Supply and Installation of HDPE PE100 PN16 Electrofusion Fittings with all needed electrofusion couplers to be connected to the pipelines, including storing properly, loading at store, delivery to site, unload, distribute, multiple handling, jointing, detectable warning tape at specified levels, all complete as specified in document SECTION VI-C: WORKS REQUIREMENTS Clause 4.5 and Drawings, and as instructed by the Engineer, with all lead and lift. HDPE PE100 PN16 Electrofusion Reducers 160mm x 90mm | Nos | 46
176 | Work No. C2: Supply and Installation of Pipe and Chamber Fittings | HDPE PIPELINES FITTINGS Supply and Installation of HDPE PE100 PN16 Electrofusion Fittings with all needed electrofusion couplers to be connected to the pipelines, including storing properly, loading at store, delivery to site, unload, distribute, multiple handling, jointing, detectable warning tape at specified levels, all complete as specified in document SECTION VI-C: WORKS REQUIREMENTS Clause 4.5 and Drawings, and as instructed by the Engineer, with all lead and lift. HDPE PE100 PN16 Electrofusion Reducers 180mm x 110mm | Nos | 5
177 | Work No. C2: Supply and Installation of Pipe and Chamber Fittings | HDPE PIPELINES FITTINGS Supply and Installation of HDPE PE100 PN16 Electrofusion Fittings with all needed electrofusion couplers to be connected to the pipelines, including storing properly, loading at store, delivery to site, unload, distribute, multiple handling, jointing, detectable warning tape at specified levels, all complete as specified in document SECTION VI-C: WORKS REQUIREMENTS Clause 4.5 and Drawings, and as instructed by the Engineer, with all lead and lift. HDPE PE100 PN16 Electrofusion Reducers 180mm x 125mm | Nos | 7
178 | Work No. C2: Supply and Installation of Pipe and Chamber Fittings | HDPE PIPELINES FITTINGS Supply and Installation of HDPE PE100 PN16 Electrofusion Fittings with all needed electrofusion couplers to be connected to the pipelines, including storing properly, loading at store, delivery to site, unload, distribute, multiple handling, jointing, detectable warning tape at specified levels, all complete as specified in document SECTION VI-C: WORKS REQUIREMENTS Clause 4.5 and Drawings, and as instructed by the Engineer, with all lead and lift. HDPE PE100 PN16 Electrofusion Reducers 180mm x 140mm | Nos | 14
179 | Work No. C2: Supply and Installation of Pipe and Chamber Fittings | HDPE PIPELINES FITTINGS Supply and Installation of HDPE PE100 PN16 Electrofusion Fittings with all needed electrofusion couplers to be connected to the pipelines, including storing properly, loading at store, delivery to site, unload, distribute, multiple handling, jointing, detectable warning tape at specified levels, all complete as specified in document SECTION VI-C: WORKS REQUIREMENTS Clause 4.5 and Drawings, and as instructed by the Engineer, with all lead and lift. HDPE PE100 PN16 Electrofusion Reducers 180mm x 160mm | Nos | 8
180 | Work No. C2: Supply and Installation of Pipe and Chamber Fittings | HDPE PIPELINES FITTINGS Supply and Installation of HDPE PE100 PN16 Electrofusion Fittings with all needed electrofusion couplers to be connected to the pipelines, including storing properly, loading at store, delivery to site, unload, distribute, multiple handling, jointing, detectable warning tape at specified levels, all complete as specified in document SECTION VI-C: WORKS REQUIREMENTS Clause 4.5 and Drawings, and as instructed by the Engineer, with all lead and lift. HDPE PE100 PN16 Electrofusion Reducers 180mm x 90mm | Nos | 4
181 | Work No. C2: Supply and Installation of Pipe and Chamber Fittings | HDPE PIPELINES FITTINGS Supply and Installation of HDPE PE100 PN16 Electrofusion Fittings with all needed electrofusion couplers to be connected to the pipelines, including storing properly, loading at store, delivery to site, unload, distribute, multiple handling, jointing, detectable warning tape at specified levels, all complete as specified in document SECTION VI-C: WORKS REQUIREMENTS Clause 4.5 and Drawings, and as instructed by the Engineer, with all lead and lift. HDPE PE100 PN16 Electrofusion Reducers 200mm x 110mm | Nos | 2
182 | Work No. C2: Supply and Installation of Pipe and Chamber Fittings | HDPE PIPELINES FITTINGS Supply and Installation of HDPE PE100 PN16 Electrofusion Fittings with all needed electrofusion couplers to be connected to the pipelines, including storing properly, loading at store, delivery to site, unload, distribute, multiple handling, jointing, detectable warning tape at specified levels, all complete as specified in document SECTION VI-C: WORKS REQUIREMENTS Clause 4.5 and Drawings, and as instructed by the Engineer, with all lead and lift. HDPE PE100 PN16 Electrofusion Reducers 315mm x 125mm | Nos | 6
183 | Work No. C2: Supply and Installation of Pipe and Chamber Fittings | HDPE PIPELINES FITTINGS Supply and Installation of HDPE PE100 PN16 Electrofusion Fittings with all needed electrofusion couplers to be connected to the pipelines, including storing properly, loading at store, delivery to site, unload, distribute, multiple handling, jointing, detectable warning tape at specified levels, all complete as specified in document SECTION VI-C: WORKS REQUIREMENTS Clause 4.5 and Drawings, and as instructed by the Engineer, with all lead and lift. HDPE PE100 PN16 Electrofusion Reducers 315mm x 140mm | Nos | 5
184 | Work No. C2: Supply and Installation of Pipe and Chamber Fittings | HDPE PIPELINES FITTINGS Supply and Installation of HDPE PE100 PN16 Electrofusion Fittings with all needed electrofusion couplers to be connected to the pipelines, including storing properly, loading at store, delivery to site, unload, distribute, multiple handling, jointing, detectable warning tape at specified levels, all complete as specified in document SECTION VI-C: WORKS REQUIREMENTS Clause 4.5 and Drawings, and as instructed by the Engineer, with all lead and lift. HDPE PE100 PN16 Electrofusion Reducers 315mm x 150mm | Nos | 6
185 | Work No. C2: Supply and Installation of Pipe and Chamber Fittings | HDPE PIPELINES FITTINGS Supply and Installation of HDPE PE100 PN16 Electrofusion Fittings with all needed electrofusion couplers to be connected to the pipelines, including storing properly, loading at store, delivery to site, unload, distribute, multiple handling, jointing, detectable warning tape at specified levels, all complete as specified in document SECTION VI-C: WORKS REQUIREMENTS Clause 4.5 and Drawings, and as instructed by the Engineer, with all lead and lift. HDPE PE100 PN16 Electrofusion Reducers 315mm x 160mm | Nos | 2
186 | Work No. C2: Supply and Installation of Pipe and Chamber Fittings | HDPE PIPELINES FITTINGS Supply and Installation of HDPE PE100 PN16 Electrofusion Fittings with all needed electrofusion couplers to be connected to the pipelines, including storing properly, loading at store, delivery to site, unload, distribute, multiple handling, jointing, detectable warning tape at specified levels, all complete as specified in document SECTION VI-C: WORKS REQUIREMENTS Clause 4.5 and Drawings, and as instructed by the Engineer, with all lead and lift. HDPE PE100 PN16 Electrofusion Reducers 315mm x 180mm | Nos | 2
187 | Work No. C2: Supply and Installation of Pipe and Chamber Fittings | HDPE PIPELINES FITTINGS Supply and Installation of HDPE PE100 PN16 Electrofusion Fittings with all needed electrofusion couplers to be connected to the pipelines, including storing properly, loading at store, delivery to site, unload, distribute, multiple handling, jointing, detectable warning tape at specified levels, all complete as specified in document SECTION VI-C: WORKS REQUIREMENTS Clause 4.5 and Drawings, and as instructed by the Engineer, with all lead and lift. HDPE PE100 PN16 Electrofusion Reducers 315mm x 200mm | Nos | 2
188 | Work No. C2: Supply and Installation of Pipe and Chamber Fittings | HDPE PIPELINES FITTINGS Supply and Installation of HDPE PE100 PN16 Electrofusion Fittings with all needed electrofusion couplers to be connected to the pipelines, including storing properly, loading at store, delivery to site, unload, distribute, multiple handling, jointing, detectable warning tape at specified levels, all complete as specified in document SECTION VI-C: WORKS REQUIREMENTS Clause 4.5 and Drawings, and as instructed by the Engineer, with all lead and lift. HDPE PE100 PN16 Electrofusion Reducers 315mm x 250mm | Nos | 6
189 | Work No. C2: Supply and Installation of Pipe and Chamber Fittings | HDPE PIPELINES FITTINGS Supply and Installation of HDPE PE100 PN16 Electrofusion Fittings with all needed electrofusion couplers to be connected to the pipelines, including storing properly, loading at store, delivery to site, unload, distribute, multiple handling, jointing, detectable warning tape at specified levels, all complete as specified in document SECTION VI-C: WORKS REQUIREMENTS Clause 4.5 and Drawings, and as instructed by the Engineer, with all lead and lift. HDPE PE100 PN16 Electrofusion Reducers 315mm x 280mm | Nos | 4
190 | Work No. C2: Supply and Installation of Pipe and Chamber Fittings | HDPE PIPELINES FITTINGS Supply and Installation of HDPE PE100 PN16 Electrofusion Fittings with all needed electrofusion couplers to be connected to the pipelines, including storing properly, loading at store, delivery to site, unload, distribute, multiple handling, jointing, detectable warning tape at specified levels, all complete as specified in document SECTION VI-C: WORKS REQUIREMENTS Clause 4.5 and Drawings, and as instructed by the Engineer, with all lead and lift. HDPE PE100 PN16 Electrofusion End Stops OD 75 | Nos | 42
191 | Work No. C2: Supply and Installation of Pipe and Chamber Fittings | HDPE PIPELINES FITTINGS Supply and Installation of HDPE PE100 PN16 Electrofusion Fittings with all needed electrofusion couplers to be connected to the pipelines, including storing properly, loading at store, delivery to site, unload, distribute, multiple handling, jointing, detectable warning tape at specified levels, all complete as specified in document SECTION VI-C: WORKS REQUIREMENTS Clause 4.5 and Drawings, and as instructed by the Engineer, with all lead and lift. HDPE PE100 PN16 Electrofusion End Stops OD 90 | Nos | 245
192 | Work No. C2: Supply and Installation of Pipe and Chamber Fittings | HDPE PIPELINES FITTINGS Supply and Installation of HDPE PE100 PN16 Electrofusion Fittings with all needed electrofusion couplers to be connected to the pipelines, including storing properly, loading at store, delivery to site, unload, distribute, multiple handling, jointing, detectable warning tape at specified levels, all complete as specified in document SECTION VI-C: WORKS REQUIREMENTS Clause 4.5 and Drawings, and as instructed by the Engineer, with all lead and lift. HDPE PE100 PN16 Electrofusion End Stops OD 110 | Nos | 4
193 | Work No. C2: Supply and Installation of Pipe and Chamber Fittings | HDPE PIPELINES FITTINGS Supply and Installation of HDPE PE100 PN16 Electrofusion Fittings with all needed electrofusion couplers to be connected to the pipelines, including storing properly, loading at store, delivery to site, unload, distribute, multiple handling, jointing, detectable warning tape at specified levels, all complete as specified in document SECTION VI-C: WORKS REQUIREMENTS Clause 4.5 and Drawings, and as instructed by the Engineer, with all lead and lift. HDPE PE100 PN16 Electrofusion End Stops OD 125 | Nos | 2
194 | Work No. C2: Supply and Installation of Pipe and Chamber Fittings | HDPE PIPELINES FITTINGS Supply and Installation of HDPE PE100 PN16 Electrofusion Fittings with all needed electrofusion couplers to be connected to the pipelines, including storing properly, loading at store, delivery to site, unload, distribute, multiple handling, jointing, detectable warning tape at specified levels, all complete as specified in document SECTION VI-C: WORKS REQUIREMENTS Clause 4.5 and Drawings, and as instructed by the Engineer, with all lead and lift. HDPE PE100 PN16 Electrofusion End Stops OD 140 | Nos | 2
195 | Work No. C2: Supply and Installation of Pipe and Chamber Fittings | HDPE PIPELINES FITTINGS Supply and Installation of HDPE PE100 PN16 Electrofusion Fittings with all needed electrofusion couplers to be connected to the pipelines, including storing properly, loading at store, delivery to site, unload, distribute, multiple handling, jointing, detectable warning tape at specified levels, all complete as specified in document SECTION VI-C: WORKS REQUIREMENTS Clause 4.5 and Drawings, and as instructed by the Engineer, with all lead and lift. HDPE PE100 PN16 Electrofusion End Stops OD 160 | Nos | 2
196 | Work No. C2: Supply and Installation of Pipe and Chamber Fittings | HDPE PIPELINES FITTINGS Supply and Installation of HDPE PE100 PN16 Electrofusion Fittings with all needed electrofusion couplers to be connected to the pipelines, including storing properly, loading at store, delivery to site, unload, distribute, multiple handling, jointing, detectable warning tape at specified levels, all complete as specified in document SECTION VI-C: WORKS REQUIREMENTS Clause 4.5 and Drawings, and as instructed by the Engineer, with all lead and lift. Supply and laying/installation of HDPE Pipe PE100 PN 10 for washout, ARV and hydrant. OD 50 | m | 321
197 | Work No. C2: Supply and Installation of Pipe and Chamber Fittings | HDPE PIPELINES FITTINGS Supply and Installation of HDPE PE100 PN16 Electrofusion Fittings with all needed electrofusion couplers to be connected to the pipelines, including storing properly, loading at store, delivery to site, unload, distribute, multiple handling, jointing, detectable warning tape at specified levels, all complete as specified in document SECTION VI-C: WORKS REQUIREMENTS Clause 4.5 and Drawings, and as instructed by the Engineer, with all lead and lift. Supply and laying/installation of HDPE Pipe PE100 PN 10 for washout, ARV and hydrant. OD 90 | m | 360
198 | Work No. C2: Supply and Installation of Pipe and Chamber Fittings | HDPE PIPELINES FITTINGS Supply and Installation of HDPE PE100 PN16 Electrofusion Fittings with all needed electrofusion couplers to be connected to the pipelines, including storing properly, loading at store, delivery to site, unload, distribute, multiple handling, jointing, detectable warning tape at specified levels, all complete as specified in document SECTION VI-C: WORKS REQUIREMENTS Clause 4.5 and Drawings, and as instructed by the Engineer, with all lead and lift. Supply and laying/installation of HDPE Pipe PE100 PN 10 for washout, ARV and hydrant. OD 110 | m | 100
199 | Work No. C2: Supply and Installation of Pipe and Chamber Fittings | CHAMBERS FITTINGS (EXCEPT OMUs) Supply and Installation of DI Dismantling Joint, self restraining, flanged ends PN16, for easy installation / dismantling, with adaptor sleeve, EPDM seals, epoxy coated, all complete as specified in document SECTION VI-C: WORKS REQUIREMENTS Clause 4.4 and Drawings, and as instructed by the Engineer, with all lead and lift. Self Restraining dismantling Joint of size 350 mm dia | Nos. | 3
200 | Work No. C2: Supply and Installation of Pipe and Chamber Fittings | CHAMBERS FITTINGS (EXCEPT OMUs) Supply and Installation of DI Dismantling Joint, self restraining, flanged ends PN16, for easy installation / dismantling, with adaptor sleeve, EPDM seals, epoxy coated, all complete as specified in document SECTION VI-C: WORKS REQUIREMENTS Clause 4.4 and Drawings, and as instructed by the Engineer, with all lead and lift. Self Restraining dismantling Joint of size 400 mm dia | Nos. | 2
201 | Work No. C2: Supply and Installation of Pipe and Chamber Fittings | CHAMBERS FITTINGS (EXCEPT OMUs) Supply and Installation of DI Flange Adaptor PN16 for connection to HDPE pipe, with all necessary gasket, nut bolt, etc., all complete as specified in document SECTION VI-C: WORKS REQUIREMENTS Clause 4.5 and Drawings, and as instructed by the Engineer, with all lead and lift. 50mm | Nos. | 164
202 | Work No. C2: Supply and Installation of Pipe and Chamber Fittings | CHAMBERS FITTINGS (EXCEPT OMUs) Supply and Installation of DI Flange Adaptor PN16 for connection to HDPE pipe, with all necessary gasket, nut bolt, etc., all complete as specified in document SECTION VI-C: WORKS REQUIREMENTS Clause 4.5 and Drawings, and as instructed by the Engineer, with all lead and lift. 75mm | Nos. | 63
203 | Work No. C2: Supply and Installation of Pipe and Chamber Fittings | CHAMBERS FITTINGS (EXCEPT OMUs) Supply and Installation of DI Flange Adaptor PN16 for connection to HDPE pipe, with all necessary gasket, nut bolt, etc., all complete as specified in document SECTION VI-C: WORKS REQUIREMENTS Clause 4.5 and Drawings, and as instructed by the Engineer, with all lead and lift. 80mm | Nos. | 7
204 | Work No. C2: Supply and Installation of Pipe and Chamber Fittings | CHAMBERS FITTINGS (EXCEPT OMUs) Supply and Installation of DI Flange Adaptor PN16 for connection to HDPE pipe, with all necessary gasket, nut bolt, etc., all complete as specified in document SECTION VI-C: WORKS REQUIREMENTS Clause 4.5 and Drawings, and as instructed by the Engineer, with all lead and lift. 90mm | Nos. | 312
205 | Work No. C2: Supply and Installation of Pipe and Chamber Fittings | CHAMBERS FITTINGS (EXCEPT OMUs) Supply and Installation of DI Flange Adaptor PN16 for connection to HDPE pipe, with all necessary gasket, nut bolt, etc., all complete as specified in document SECTION VI-C: WORKS REQUIREMENTS Clause 4.5 and Drawings, and as instructed by the Engineer, with all lead and lift. 100mm | Nos. | 58
206 | Work No. C2: Supply and Installation of Pipe and Chamber Fittings | CHAMBERS FITTINGS (EXCEPT OMUs) Supply and Installation of DI Flange Adaptor PN16 for connection to HDPE pipe, with all necessary gasket, nut bolt, etc., all complete as specified in document SECTION VI-C: WORKS REQUIREMENTS Clause 4.5 and Drawings, and as instructed by the Engineer, with all lead and lift. 110mm | Nos. | 103
207 | Work No. C2: Supply and Installation of Pipe and Chamber Fittings | CHAMBERS FITTINGS (EXCEPT OMUs) Supply and Installation of DI Flange Adaptor PN16 for connection to HDPE pipe, with all necessary gasket, nut bolt, etc., all complete as specified in document SECTION VI-C: WORKS REQUIREMENTS Clause 4.5 and Drawings, and as instructed by the Engineer, with all lead and lift. 150mm | Nos. | 228
208 | Work No. C2: Supply and Installation of Pipe and Chamber Fittings | CHAMBERS FITTINGS (EXCEPT OMUs) Supply and Installation of DI Flange Adaptor PN16 for connection to HDPE pipe, with all necessary gasket, nut bolt, etc., all complete as specified in document SECTION VI-C: WORKS REQUIREMENTS Clause 4.5 and Drawings, and as instructed by the Engineer, with all lead and lift. 160mm | Nos. | 18
209 | Work No. C2: Supply and Installation of Pipe and Chamber Fittings | CHAMBERS FITTINGS (EXCEPT OMUs) Supply and Installation of DI Flange Adaptor PN16 for connection to HDPE pipe, with all necessary gasket, nut bolt, etc., all complete as specified in document SECTION VI-C: WORKS REQUIREMENTS Clause 4.5 and Drawings, and as instructed by the Engineer, with all lead and lift. 200mm | Nos. | 42
210 | Work No. C2: Supply and Installation of Pipe and Chamber Fittings | CHAMBERS FITTINGS (EXCEPT OMUs) Supply and installation of DI Flange Adaptors PN16, for connection DI pipe/fitting, with all necessary gaskets, nuts & bolts, fasteners, sealing Rings and required accessories etc., all complete as specified in document SECTION VI-C: WORKS REQUIREMENTS Clause 4.4 and Drawings, and as instructed by the Engineer, with all lead and lift. DI Flange adaptors of size 50 mm dia | Nos. | 40
211 | Work No. C2: Supply and Installation of Pipe and Chamber Fittings | CHAMBERS FITTINGS (EXCEPT OMUs) Supply and installation of DI Flange Adaptors PN16, for connection DI pipe/fitting, with all necessary gaskets, nuts & bolts, fasteners, sealing Rings and required accessories etc., all complete as specified in document SECTION VI-C: WORKS REQUIREMENTS Clause 4.4 and Drawings, and as instructed by the Engineer, with all lead and lift. DI Flange adaptors of size 80 mm dia | Nos. | 59
212 | Work No. C2: Supply and Installation of Pipe and Chamber Fittings | CHAMBERS FITTINGS (EXCEPT OMUs) Supply and installation of DI Flange Adaptors PN16, for connection DI pipe/fitting, with all necessary gaskets, nuts & bolts, fasteners, sealing Rings and required accessories etc., all complete as specified in document SECTION VI-C: WORKS REQUIREMENTS Clause 4.4 and Drawings, and as instructed by the Engineer, with all lead and lift. DI Flange adaptors of size 100 mm dia | Nos. | 8
213 | Work No. C2: Supply and Installation of Pipe and Chamber Fittings | CHAMBERS FITTINGS (EXCEPT OMUs) Supply and installation of DI Flange Adaptors PN16, for connection DI pipe/fitting, with all necessary gaskets, nuts & bolts, fasteners, sealing Rings and required accessories etc., all complete as specified in document SECTION VI-C: WORKS REQUIREMENTS Clause 4.4 and Drawings, and as instructed by the Engineer, with all lead and lift. DI Flange adaptors of size 350 mm dia | Nos. | 5
214 | Work No. C2: Supply and Installation of Pipe and Chamber Fittings | CHAMBERS FITTINGS (EXCEPT OMUs) Supply and installation of DI Flange Adaptors PN16, for connection DI pipe/fitting, with all necessary gaskets, nuts & bolts, fasteners, sealing Rings and required accessories etc., all complete as specified in document SECTION VI-C: WORKS REQUIREMENTS Clause 4.4 and Drawings, and as instructed by the Engineer, with all lead and lift. DI Flange adaptors of size 400 mm dia | Nos. | 5
215 | Work No. C2: Supply and Installation of Pipe and Chamber Fittings | CHAMBERS FITTINGS (EXCEPT OMUs) Supply and installation of HDPE PE100 PN16 Electro-fusion Tapping Saddle Clamp with all needed electrofusion couplers to be connected to the pipelines, all complete as specified in document SECTION VI-C: WORKS REQUIREMENTS Clause 4.5 and Drawings, and as instructed by the Engineer, with all lead and lift. HDPE Electrofustion Saddle Clamp of mains x 25 mm dia | Nos. | 60
216 | Work No. C2: Supply and Installation of Pipe and Chamber Fittings | CHAMBERS FITTINGS (EXCEPT OMUs) Supply and installation of HDPE PE100 PN16 Tee with all needed electrofusion couplers to be connected to the pipelines, all complete as specified in document SECTION VI-C: WORKS REQUIREMENTS Clause 4.5 and Drawings, and as instructed by the Engineer, with all lead and lift. 90mmx50mm | Nos. | 24
217 | Work No. C2: Supply and Installation of Pipe and Chamber Fittings | CHAMBERS FITTINGS (EXCEPT OMUs) Supply and installation of HDPE PE100 PN16 Tee with all needed electrofusion couplers to be connected to the pipelines, all complete as specified in document SECTION VI-C: WORKS REQUIREMENTS Clause 4.5 and Drawings, and as instructed by the Engineer, with all lead and lift. 110mmx50mm | Nos. | 16
218 | Work No. C2: Supply and Installation of Pipe and Chamber Fittings | CHAMBERS FITTINGS (EXCEPT OMUs) Supply and installation of HDPE PE100 PN16 Tee with all needed electrofusion couplers to be connected to the pipelines, all complete as specified in document SECTION VI-C: WORKS REQUIREMENTS Clause 4.5 and Drawings, and as instructed by the Engineer, with all lead and lift. 125mmx50mm | Nos. | 11
219 | Work No. C2: Supply and Installation of Pipe and Chamber Fittings | CHAMBERS FITTINGS (EXCEPT OMUs) Supply and installation of HDPE PE100 PN16 Tee with all needed electrofusion couplers to be connected to the pipelines, all complete as specified in document SECTION VI-C: WORKS REQUIREMENTS Clause 4.5 and Drawings, and as instructed by the Engineer, with all lead and lift. 140mmx90mm | Nos. | 47
220 | Work No. C2: Supply and Installation of Pipe and Chamber Fittings | CHAMBERS FITTINGS (EXCEPT OMUs) Supply and installation of HDPE PE100 PN16 Tee with all needed electrofusion couplers to be connected to the pipelines, all complete as specified in document SECTION VI-C: WORKS REQUIREMENTS Clause 4.5 and Drawings, and as instructed by the Engineer, with all lead and lift. 160mmx90mm | Nos. | 13
221 | Work No. C2: Supply and Installation of Pipe and Chamber Fittings | CHAMBERS FITTINGS (EXCEPT OMUs) Supply and installation of HDPE PE100 PN16 Tee with all needed electrofusion couplers to be connected to the pipelines, all complete as specified in document SECTION VI-C: WORKS REQUIREMENTS Clause 4.5 and Drawings, and as instructed by the Engineer, with all lead and lift. 200 mm*50 mm | Nos. | 4
222 | Work No. C2: Supply and Installation of Pipe and Chamber Fittings | CHAMBERS FITTINGS (EXCEPT OMUs) Supply and installation of HDPE PE100 PN16 Tee with all needed electrofusion couplers to be connected to the pipelines, all complete as specified in document SECTION VI-C: WORKS REQUIREMENTS Clause 4.5 and Drawings, and as instructed by the Engineer, with all lead and lift. 315mmx50mm | Nos. | 2
223 | Work No. C2: Supply and Installation of Pipe and Chamber Fittings | CHAMBERS FITTINGS (EXCEPT OMUs) Supply and installation of HDPE PE100 PN16 Tee with all needed electrofusion couplers to be connected to the pipelines, all complete as specified in document SECTION VI-C: WORKS REQUIREMENTS Clause 4.5 and Drawings, and as instructed by the Engineer, with all lead and lift. 315 mm*90 mm | Nos. | 2
224 | Work No. C2: Supply and Installation of Pipe and Chamber Fittings | CHAMBERS FITTINGS (EXCEPT OMUs) DI Tangential/Invert with all flanged Tee as specified in document SECTION VI-C: WORKS REQUIREMENTS a Clause 4.4 and Drawings, and as instructed by the Engineer, with all lead and lift. 350x100mm | Nos. | 2
225 | Work No. C2: Supply and Installation of Pipe and Chamber Fittings | CHAMBERS FITTINGS (EXCEPT OMUs) DI Tangential/Invert with all flanged Tee as specified in document SECTION VI-C: WORKS REQUIREMENTS a Clause 4.4 and Drawings, and as instructed by the Engineer, with all lead and lift. 400x100mm | Nos. | 5
226 | Work No. C2: Supply and Installation of Pipe and Chamber Fittings | CHAMBERS FITTINGS (EXCEPT OMUs) DI Tangential/Invert with all flanged Tee as specified in document SECTION VI-C: WORKS REQUIREMENTS a Clause 4.4 and Drawings, and as instructed by the Engineer, with all lead and lift. 500x150mm | Nos. | 5
227 | Work No. C2: Supply and Installation of Pipe and Chamber Fittings | CHAMBERS FITTINGS (EXCEPT OMUs) DI flanged pipe as specified in document SECTION VI-C: WORKS REQUIREMENTS Clause 4.4 and Drawings, and as instructed by the Engineer, with all lead and lift. 150 mm | m | 113
228 | Work No. C2: Supply and Installation of Pipe and Chamber Fittings | CHAMBERS FITTINGS (EXCEPT OMUs) Supply and Installation of DI Double Flanged Pipe Piece with Puddle PN16, all complete as specified in document SECTION VI-C: WORKS REQUIREMENTS Clause 4.4 and Drawings, and as instructed by the Engineer, with all lead and lift. 100 mm | Nos. | 4
229 | Work No. C2: Supply and Installation of Pipe and Chamber Fittings | CHAMBERS FITTINGS (EXCEPT OMUs) Supply and Installation of DI Double Flanged Pipe Piece with Puddle PN16, all complete as specified in document SECTION VI-C: WORKS REQUIREMENTS Clause 4.4 and Drawings, and as instructed by the Engineer, with all lead and lift. 200mm | Nos. | 3
230 | Work No. C2: Supply and Installation of Pipe and Chamber Fittings | CHAMBERS FITTINGS (EXCEPT OMUs) Supply and Installation of DI Double Flanged Pipe Piece with Puddle PN16, all complete as specified in document SECTION VI-C: WORKS REQUIREMENTS Clause 4.4 and Drawings, and as instructed by the Engineer, with all lead and lift. 250mm | Nos. | 5
231 | Work No. C2: Supply and Installation of Pipe and Chamber Fittings | CHAMBERS FITTINGS (EXCEPT OMUs) Supply and Installation of DI Double Flanged Pipe Piece with Puddle PN16, all complete as specified in document SECTION VI-C: WORKS REQUIREMENTS Clause 4.4 and Drawings, and as instructed by the Engineer, with all lead and lift. 300mm | Nos. | 14
232 | Work No. C2: Supply and Installation of Pipe and Chamber Fittings | CHAMBERS FITTINGS (EXCEPT OMUs) Supply and Installation of DI Double Flanged Pipe Piece with Puddle PN16, all complete as specified in document SECTION VI-C: WORKS REQUIREMENTS Clause 4.4 and Drawings, and as instructed by the Engineer, with all lead and lift. 350mm | Nos. | 5
233 | Work No. C2: Supply and Installation of Pipe and Chamber Fittings | CHAMBERS FITTINGS (EXCEPT OMUs) Supply and Installation of DI Double Flanged Pipe Piece with Puddle PN16, all complete as specified in document SECTION VI-C: WORKS REQUIREMENTS Clause 4.4 and Drawings, and as instructed by the Engineer, with all lead and lift. 400mm | Nos. | 9
234 | Work No. C2: Supply and Installation of Pipe and Chamber Fittings | CHAMBERS FITTINGS (EXCEPT OMUs) Supply and Installation of DI Double Flanged Pipe Piece with Puddle PN16, all complete as specified in document SECTION VI-C: WORKS REQUIREMENTS Clause 4.4 and Drawings, and as instructed by the Engineer, with all lead and lift. 500mm | Nos. | 9
235 | Work No. C2: Supply and Installation of Pipe and Chamber Fittings | CHAMBERS FITTINGS (EXCEPT OMUs) Supply and Installation of DI Flanged Duck Foot 90 deg Bend for Hydrants PN16, all complete as specified in document SECTION VI-C: WORKS REQUIREMENTS Clause 4.4 and Drawings, and as instructed by the Engineer, with all lead and lift. 50mm | Nos. | 40
236 | Work No. C2: Supply and Installation of Pipe and Chamber Fittings | CHAMBERS FITTINGS (EXCEPT OMUs) Supply and Installation of DI Flanged Duck Foot 90 deg Bend for Hydrants PN16, all complete as specified in document SECTION VI-C: WORKS REQUIREMENTS Clause 4.4 and Drawings, and as instructed by the Engineer, with all lead and lift. 80mm | Nos. | 59
237 | Work No. C2: Supply and Installation of Pipe and Chamber Fittings | CHAMBERS FITTINGS (EXCEPT OMUs) Supply and Installation of DI Flanged Duck Foot 90 deg Bend for Hydrants PN16, all complete as specified in document SECTION VI-C: WORKS REQUIREMENTS Clause 4.4 and Drawings, and as instructed by the Engineer, with all lead and lift. 100mm | Nos. | 8
238 | Work No. C2: Supply and Installation of Pipe and Chamber Fittings | CHAMBERS FITTINGS (EXCEPT OMUs) Supply and Installation of DI Double Flanged Pipe Piece PN16, all complete as specified in document SECTION VI-C: WORKS REQUIREMENTS and Drawings Clause 4.4, and as instructed by the Engineer, with all lead and lift. 150 mm dia. 1000 mm length | Nos. | 20
239 | Work No. C2: Supply and Installation of Pipe and Chamber Fittings | CHAMBERS FITTINGS (EXCEPT OMUs) Supply and Installation of DI Double Flanged Pipe Piece PN16, all complete as specified in document SECTION VI-C: WORKS REQUIREMENTS and Drawings Clause 4.4, and as instructed by the Engineer, with all lead and lift. 150 mm dia. 500 mm length | Nos. | 20
240 | Work No. C2: Supply and Installation of Pipe and Chamber Fittings | CHAMBERS FITTINGS (EXCEPT OMUs) Supply and Installation of DI Single Flanged Pipe Piece PN16, all complete as specified in document SECTION VI-C: WORKS REQUIREMENTS Clause 4.4 and Drawings, and as instructed by the Engineer, with all lead and lift. 50 mm | Nos. | 40
241 | Work No. C2: Supply and Installation of Pipe and Chamber Fittings | CHAMBERS FITTINGS (EXCEPT OMUs) Supply and Installation of DI Single Flanged Pipe Piece PN16, all complete as specified in document SECTION VI-C: WORKS REQUIREMENTS Clause 4.4 and Drawings, and as instructed by the Engineer, with all lead and lift. 80 mm | Nos. | 39
242 | Work No. C2: Supply and Installation of Pipe and Chamber Fittings | CHAMBERS FITTINGS (EXCEPT OMUs) Supply and Installation of DI Single Flanged Pipe Piece PN16, all complete as specified in document SECTION VI-C: WORKS REQUIREMENTS Clause 4.4 and Drawings, and as instructed by the Engineer, with all lead and lift. 100 mm | Nos. | 6
243 | Work No. C2: Supply and Installation of Pipe and Chamber Fittings | CHAMBERS FITTINGS (EXCEPT OMUs) DI Flanged socket pipe piece as specified in document SECTION VI-C: WORKS REQUIREMENTS Clause 4.4 and Drawings, and as instructed by the Engineer, with all lead and lift. 400 mm | Nos. | 7
244 | Work No. C2: Supply and Installation of Pipe and Chamber Fittings | CHAMBERS FITTINGS (EXCEPT OMUs) DI Flanged Unequal TEE as specified in document SECTION VI-C: WORKS REQUIREMENTS Clause 4.4 and Drawings, and as instructed by the Engineer, with all lead and lift. 300mmx50mm | Nos. | 5
245 | Work No. C2: Supply and Installation of Pipe and Chamber Fittings | CHAMBERS FITTINGS (EXCEPT OMUs) DI Flanged Unequal TEE as specified in document SECTION VI-C: WORKS REQUIREMENTS Clause 4.4 and Drawings, and as instructed by the Engineer, with all lead and lift. 400mmx80mm | Nos. | 7
246 | Work No. C2: Supply and Installation of Pipe and Chamber Fittings | CHAMBERS FITTINGS (EXCEPT OMUs) DI Flanged Unequal TEE as specified in document SECTION VI-C: WORKS REQUIREMENTS Clause 4.4 and Drawings, and as instructed by the Engineer, with all lead and lift. 500mmx100mm | Nos. | 9
247 | Work No. C2: Supply and Installation of Pipe and Chamber Fittings | CHAMBERS FITTINGS (EXCEPT OMUs) DI Flanged 90 deg. Bend as specified in document SECTION VI-C: WORKS REQUIREMENTS Clause 4.4 and Drawings, and as instructed by the Engineer, with all lead and lift. 80 mm | Nos. | 4
248 | Work No. C2: Supply and Installation of Pipe and Chamber Fittings | CHAMBERS FITTINGS (EXCEPT OMUs) DI Flanged 90 deg. Bend as specified in document SECTION VI-C: WORKS REQUIREMENTS Clause 4.4 and Drawings, and as instructed by the Engineer, with all lead and lift. 150 mm | Nos. | 5
249 | Work No. C2: Supply and Installation of Pipe and Chamber Fittings | CHAMBERS FITTINGS (EXCEPT OMUs) DI Flanged Socket Reinstrained as specified in document SECTION VI-C: WORKS REQUIREMENTS Clause 4.4 and Drawings, and as instructed by the Engineer, with all lead and lift. 350 mm | Nos. | 3
250 | Work No. C2: Supply and Installation of Pipe and Chamber Fittings | CHAMBERS FITTINGS (EXCEPT OMUs) DI Flanged Socket Reinstrained as specified in document SECTION VI-C: WORKS REQUIREMENTS Clause 4.4 and Drawings, and as instructed by the Engineer, with all lead and lift. 400 mm | Nos. | 9
251 | Work No. C2: Supply and Installation of Pipe and Chamber Fittings | RIVER CROSSING DI Flanged 45 deg. Bend as specified in document SECTION VI-C: WORKS REQUIREMENTS Clause 4.4 and Drawings, and as instructed by the Engineer, with all lead and lift. 300 mm | Nos. | 5
252 | Work No. C2: Supply and Installation of Pipe and Chamber Fittings | RIVER CROSSING DI Flanged 22.5 deg. Bend as specified in document SECTION VI-C: WORKS REQUIREMENTS Clause 4.4 and Drawings, and as instructed by the Engineer, with all lead and lift. 500 mm | Nos. | 5
253 | Work No. C2: Supply and Installation of Pipe and Chamber Fittings | RIVER CROSSING Supply and Installation of DI Single Flanged Pipe Piece PN16, all complete as specified in document SECTION VI-C: WORKS REQUIREMENTS Clause 4.4 and Drawings, and as instructed by the Engineer, with all lead and lift. 300 mm dia. 1000 mm length | Nos. | 3
254 | Work No. C2: Supply and Installation of Pipe and Chamber Fittings | RIVER CROSSING Supply and Installation of DI Single Flanged Pipe Piece PN16, all complete as specified in document SECTION VI-C: WORKS REQUIREMENTS Clause 4.4 and Drawings, and as instructed by the Engineer, with all lead and lift. 500 mm dia. 1000 mm length | Nos. | 3
255 | Work No. C2: Supply and Installation of Pipe and Chamber Fittings | RIVER CROSSING Supply and Installation of DI Double Flanged Pipe Piece PN16, all complete as specified in document SECTION VI-C: WORKS REQUIREMENTS Clause 4.4 and Drawings, and as instructed by the Engineer, with all lead and lift. 300 mm dia. 1000 mm length | Nos. | 3
256 | Work No. C2: Supply and Installation of Pipe and Chamber Fittings | RIVER CROSSING Supply and Installation of DI Double Flanged Pipe Piece PN16, all complete as specified in document SECTION VI-C: WORKS REQUIREMENTS Clause 4.4 and Drawings, and as instructed by the Engineer, with all lead and lift. 500 mm dia. 1000 mm length | Nos. | 3
257 | Work No. C2: Supply and Installation of Pipe and Chamber Fittings | RIVER CROSSING DI flanged pipe as specified in document SECTION VI-C: WORKS REQUIREMENTS Clause 4.4 and Drawings, and as instructed by the Engineer, with all lead and lift. 300 mm | m | 13
258 | Work No. C2: Supply and Installation of Pipe and Chamber Fittings | RIVER CROSSING DI flanged pipe as specified in document SECTION VI-C: WORKS REQUIREMENTS Clause 4.4 and Drawings, and as instructed by the Engineer, with all lead and lift. 500 mm | m | 13
259 | Work No. C2: Supply and Installation of Pipe and Chamber Fittings | RIVER CROSSING Supply and installation of DI Mechanical coupler PN16, for connection DI pipe/fitting, with all necessary gaskets, nuts & bolts, fasteners, sealing Rings and required accessories etc., all complete as specified in document SECTION VI-C: WORKS REQUIREMENTS Clause 4.4 and Drawings, and as instructed by the Engineer, with all lead and lift. DI Mechanical coupler of size 300 mm dia | Nos. | 3
260 | Work No. C2: Supply and Installation of Pipe and Chamber Fittings | RIVER CROSSING Supply and installation of DI Mechanical coupler PN16, for connection DI pipe/fitting, with all necessary gaskets, nuts & bolts, fasteners, sealing Rings and required accessories etc., all complete as specified in document SECTION VI-C: WORKS REQUIREMENTS Clause 4.4 and Drawings, and as instructed by the Engineer, with all lead and lift. DI Mechanical Coupler of size 500 mm dia | Nos. | 3
261 | Work No. C2: Supply and Installation of Pipe and Chamber Fittings | OMU CHAMBERS FITTINGS Supply and Installation of DI Fittings (PN16), including all accessories, outside coating and inside lining as per technical specifications, including storing properly, loading at store, delivery to site, unload, distribute, multiple handling, cutting and preparing ends, jointing, PE sleeving with seal tape, non detectable warning tape at specified levels, all complete as specified in document SECTION VI-C: WORKS REQUIREMENTS Clause 4.4 and Drawings, and as instructed by the Engineer, with all lead and lift. Socket Spigot Standard DI DN 500 | Nos. | 2
262 | Work No. C2: Supply and Installation of Pipe and Chamber Fittings | OMU CHAMBERS FITTINGS Supply and Installation of DI Fittings (PN16), including all accessories, outside coating and inside lining as per technical specifications, including storing properly, loading at store, delivery to site, unload, distribute, multiple handling, cutting and preparing ends, jointing, PE sleeving with seal tape, non detectable warning tape at specified levels, all complete as specified in document SECTION VI-C: WORKS REQUIREMENTS Clause 4.4 and Drawings, and as instructed by the Engineer, with all lead and lift. Socket Spigot Standard DI DN 450 | Nos. | 2
263 | Work No. C2: Supply and Installation of Pipe and Chamber Fittings | OMU CHAMBERS FITTINGS Supply and Installation of DI Fittings (PN16), including all accessories, outside coating and inside lining as per technical specifications, including storing properly, loading at store, delivery to site, unload, distribute, multiple handling, cutting and preparing ends, jointing, PE sleeving with seal tape, non detectable warning tape at specified levels, all complete as specified in document SECTION VI-C: WORKS REQUIREMENTS Clause 4.4 and Drawings, and as instructed by the Engineer, with all lead and lift. Socket Spigot Standard DI DN 400 | Nos. | 2
264 | Work No. C2: Supply and Installation of Pipe and Chamber Fittings | OMU CHAMBERS FITTINGS Supply and Installation of DI Fittings (PN16), including all accessories, outside coating and inside lining as per technical specifications, including storing properly, loading at store, delivery to site, unload, distribute, multiple handling, cutting and preparing ends, jointing, PE sleeving with seal tape, non detectable warning tape at specified levels, all complete as specified in document SECTION VI-C: WORKS REQUIREMENTS Clause 4.4 and Drawings, and as instructed by the Engineer, with all lead and lift. Socket Spigot Standard DI DN 350 | Nos. | 2
265 | Work No. C2: Supply and Installation of Pipe and Chamber Fittings | OMU CHAMBERS FITTINGS Supply and Installation of DI Fittings (PN16), including all accessories, outside coating and inside lining as per technical specifications, including storing properly, loading at store, delivery to site, unload, distribute, multiple handling, cutting and preparing ends, jointing, PE sleeving with seal tape, non detectable warning tape at specified levels, all complete as specified in document SECTION VI-C: WORKS REQUIREMENTS Clause 4.4 and Drawings, and as instructed by the Engineer, with all lead and lift. Socket Spigot Standard DI DN 300 | Nos. | 2
266 | Work No. C2: Supply and Installation of Pipe and Chamber Fittings | OMU CHAMBERS FITTINGS Supply and Installation of DI Fittings (PN16), including all accessories, outside coating and inside lining as per technical specifications, including storing properly, loading at store, delivery to site, unload, distribute, multiple handling, cutting and preparing ends, jointing, PE sleeving with seal tape, non detectable warning tape at specified levels, all complete as specified in document SECTION VI-C: WORKS REQUIREMENTS Clause 4.4 and Drawings, and as instructed by the Engineer, with all lead and lift. SINGLE FLANGED PIPE-DI DN 400 | Nos. | 3
267 | Work No. C2: Supply and Installation of Pipe and Chamber Fittings | OMU CHAMBERS FITTINGS Supply and Installation of DI Fittings (PN16), including all accessories, outside coating and inside lining as per technical specifications, including storing properly, loading at store, delivery to site, unload, distribute, multiple handling, cutting and preparing ends, jointing, PE sleeving with seal tape, non detectable warning tape at specified levels, all complete as specified in document SECTION VI-C: WORKS REQUIREMENTS Clause 4.4 and Drawings, and as instructed by the Engineer, with all lead and lift. SINGLE FLANGED PIPE-DI DN 350 | Nos. | 3
268 | Work No. C2: Supply and Installation of Pipe and Chamber Fittings | OMU CHAMBERS FITTINGS Supply and Installation of DI Fittings (PN16), including all accessories, outside coating and inside lining as per technical specifications, including storing properly, loading at store, delivery to site, unload, distribute, multiple handling, cutting and preparing ends, jointing, PE sleeving with seal tape, non detectable warning tape at specified levels, all complete as specified in document SECTION VI-C: WORKS REQUIREMENTS Clause 4.4 and Drawings, and as instructed by the Engineer, with all lead and lift. SINGLE FLANGED PIPE-DI DN 300 | Nos. | 9
269 | Work No. C2: Supply and Installation of Pipe and Chamber Fittings | OMU CHAMBERS FITTINGS Supply and Installation of DI Fittings (PN16), including all accessories, outside coating and inside lining as per technical specifications, including storing properly, loading at store, delivery to site, unload, distribute, multiple handling, cutting and preparing ends, jointing, PE sleeving with seal tape, non detectable warning tape at specified levels, all complete as specified in document SECTION VI-C: WORKS REQUIREMENTS Clause 4.4 and Drawings, and as instructed by the Engineer, with all lead and lift. SINGLE FLANGED PIPE-DI DN 250 | Nos. | 4
270 | Work No. C2: Supply and Installation of Pipe and Chamber Fittings | OMU CHAMBERS FITTINGS Supply and Installation of DI Fittings (PN16), including all accessories, outside coating and inside lining as per technical specifications, including storing properly, loading at store, delivery to site, unload, distribute, multiple handling, cutting and preparing ends, jointing, PE sleeving with seal tape, non detectable warning tape at specified levels, all complete as specified in document SECTION VI-C: WORKS REQUIREMENTS Clause 4.4 and Drawings, and as instructed by the Engineer, with all lead and lift. SINGLE FLANGED PIPE-DI DN 200 | Nos. | 36
271 | Work No. C2: Supply and Installation of Pipe and Chamber Fittings | OMU CHAMBERS FITTINGS Supply and Installation of DI Fittings (PN16), including all accessories, outside coating and inside lining as per technical specifications, including storing properly, loading at store, delivery to site, unload, distribute, multiple handling, cutting and preparing ends, jointing, PE sleeving with seal tape, non detectable warning tape at specified levels, all complete as specified in document SECTION VI-C: WORKS REQUIREMENTS Clause 4.4 and Drawings, and as instructed by the Engineer, with all lead and lift. FLANGED ADAPTER UNRESTRAINED DN 600 | Nos. | 3
272 | Work No. C2: Supply and Installation of Pipe and Chamber Fittings | OMU CHAMBERS FITTINGS Supply and Installation of DI Fittings (PN16), including all accessories, outside coating and inside lining as per technical specifications, including storing properly, loading at store, delivery to site, unload, distribute, multiple handling, cutting and preparing ends, jointing, PE sleeving with seal tape, non detectable warning tape at specified levels, all complete as specified in document SECTION VI-C: WORKS REQUIREMENTS Clause 4.4 and Drawings, and as instructed by the Engineer, with all lead and lift. FLANGED ADAPTER UNRESTRAINED DN 500 | Nos. | 2
273 | Work No. C2: Supply and Installation of Pipe and Chamber Fittings | OMU CHAMBERS FITTINGS Supply and Installation of DI Fittings (PN16), including all accessories, outside coating and inside lining as per technical specifications, including storing properly, loading at store, delivery to site, unload, distribute, multiple handling, cutting and preparing ends, jointing, PE sleeving with seal tape, non detectable warning tape at specified levels, all complete as specified in document SECTION VI-C: WORKS REQUIREMENTS Clause 4.4 and Drawings, and as instructed by the Engineer, with all lead and lift. FLANGED ADAPTER UNRESTRAINED DN 450 | Nos. | 2
274 | Work No. C2: Supply and Installation of Pipe and Chamber Fittings | OMU CHAMBERS FITTINGS Supply and Installation of DI Fittings (PN16), including all accessories, outside coating and inside lining as per technical specifications, including storing properly, loading at store, delivery to site, unload, distribute, multiple handling, cutting and preparing ends, jointing, PE sleeving with seal tape, non detectable warning tape at specified levels, all complete as specified in document SECTION VI-C: WORKS REQUIREMENTS Clause 4.4 and Drawings, and as instructed by the Engineer, with all lead and lift. FLANGED ADAPTER UNRESTRAINED DN 400 | Nos. | 5
275 | Work No. C2: Supply and Installation of Pipe and Chamber Fittings | OMU CHAMBERS FITTINGS Supply and Installation of DI Fittings (PN16), including all accessories, outside coating and inside lining as per technical specifications, including storing properly, loading at store, delivery to site, unload, distribute, multiple handling, cutting and preparing ends, jointing, PE sleeving with seal tape, non detectable warning tape at specified levels, all complete as specified in document SECTION VI-C: WORKS REQUIREMENTS Clause 4.4 and Drawings, and as instructed by the Engineer, with all lead and lift. FLANGED ADAPTER UNRESTRAINED DN 350 | Nos. | 4
276 | Work No. C2: Supply and Installation of Pipe and Chamber Fittings | OMU CHAMBERS FITTINGS Supply and Installation of DI Fittings (PN16), including all accessories, outside coating and inside lining as per technical specifications, including storing properly, loading at store, delivery to site, unload, distribute, multiple handling, cutting and preparing ends, jointing, PE sleeving with seal tape, non detectable warning tape at specified levels, all complete as specified in document SECTION VI-C: WORKS REQUIREMENTS Clause 4.4 and Drawings, and as instructed by the Engineer, with all lead and lift. FLANGED ADAPTER UNRESTRAINED DN 300 | Nos. | 11
277 | Work No. C2: Supply and Installation of Pipe and Chamber Fittings | OMU CHAMBERS FITTINGS Supply and Installation of DI Fittings (PN16), including all accessories, outside coating and inside lining as per technical specifications, including storing properly, loading at store, delivery to site, unload, distribute, multiple handling, cutting and preparing ends, jointing, PE sleeving with seal tape, non detectable warning tape at specified levels, all complete as specified in document SECTION VI-C: WORKS REQUIREMENTS Clause 4.4 and Drawings, and as instructed by the Engineer, with all lead and lift. FLANGED ADAPTER UNRESTRAINED DN 250 | Nos. | 3
278 | Work No. C2: Supply and Installation of Pipe and Chamber Fittings | OMU CHAMBERS FITTINGS Supply and Installation of DI Fittings (PN16), including all accessories, outside coating and inside lining as per technical specifications, including storing properly, loading at store, delivery to site, unload, distribute, multiple handling, cutting and preparing ends, jointing, PE sleeving with seal tape, non detectable warning tape at specified levels, all complete as specified in document SECTION VI-C: WORKS REQUIREMENTS Clause 4.4 and Drawings, and as instructed by the Engineer, with all lead and lift. FLANGED ADAPTER UNRESTRAINED DN 200 | Nos. | 38
279 | Work No. C2: Supply and Installation of Pipe and Chamber Fittings | OMU CHAMBERS FITTINGS Supply and Installation of DI Fittings (PN16), including all accessories, outside coating and inside lining as per technical specifications, including storing properly, loading at store, delivery to site, unload, distribute, multiple handling, cutting and preparing ends, jointing, PE sleeving with seal tape, non detectable warning tape at specified levels, all complete as specified in document SECTION VI-C: WORKS REQUIREMENTS Clause 4.4 and Drawings, and as instructed by the Engineer, with all lead and lift. FLANGED ADAPTER RESTRAINED DN 300 | Nos. | 2
280 | Work No. C2: Supply and Installation of Pipe and Chamber Fittings | OMU CHAMBERS FITTINGS Supply and Installation of DI Fittings (PN16), including all accessories, outside coating and inside lining as per technical specifications, including storing properly, loading at store, delivery to site, unload, distribute, multiple handling, cutting and preparing ends, jointing, PE sleeving with seal tape, non detectable warning tape at specified levels, all complete as specified in document SECTION VI-C: WORKS REQUIREMENTS Clause 4.4 and Drawings, and as instructed by the Engineer, with all lead and lift. FLANGED ADAPTER RESTRAINED DN 250 | Nos. | 2
281 | Work No. C2: Supply and Installation of Pipe and Chamber Fittings | OMU CHAMBERS FITTINGS Supply and Installation of DI Fittings (PN16), including all accessories, outside coating and inside lining as per technical specifications, including storing properly, loading at store, delivery to site, unload, distribute, multiple handling, cutting and preparing ends, jointing, PE sleeving with seal tape, non detectable warning tape at specified levels, all complete as specified in document SECTION VI-C: WORKS REQUIREMENTS Clause 4.4 and Drawings, and as instructed by the Engineer, with all lead and lift. FLANGED ADAPTER RESTRAINED DN 200 | Nos. | 9
282 | Work No. C2: Supply and Installation of Pipe and Chamber Fittings | OMU CHAMBERS FITTINGS Supply and Installation of DI Fittings (PN16), including all accessories, outside coating and inside lining as per technical specifications, including storing properly, loading at store, delivery to site, unload, distribute, multiple handling, cutting and preparing ends, jointing, PE sleeving with seal tape, non detectable warning tape at specified levels, all complete as specified in document SECTION VI-C: WORKS REQUIREMENTS Clause 4.4 and Drawings, and as instructed by the Engineer, with all lead and lift. FLANGED UNEQUAL TEE-DI DN 600/400 | Nos. | 2
283 | Work No. C2: Supply and Installation of Pipe and Chamber Fittings | OMU CHAMBERS FITTINGS Supply and Installation of DI Fittings (PN16), including all accessories, outside coating and inside lining as per technical specifications, including storing properly, loading at store, delivery to site, unload, distribute, multiple handling, cutting and preparing ends, jointing, PE sleeving with seal tape, non detectable warning tape at specified levels, all complete as specified in document SECTION VI-C: WORKS REQUIREMENTS Clause 4.4 and Drawings, and as instructed by the Engineer, with all lead and lift. FLANGED UNEQUAL TEE-DI DN 400/300 | Nos. | 2
284 | Work No. C2: Supply and Installation of Pipe and Chamber Fittings | OMU CHAMBERS FITTINGS Supply and Installation of DI Fittings (PN16), including all accessories, outside coating and inside lining as per technical specifications, including storing properly, loading at store, delivery to site, unload, distribute, multiple handling, cutting and preparing ends, jointing, PE sleeving with seal tape, non detectable warning tape at specified levels, all complete as specified in document SECTION VI-C: WORKS REQUIREMENTS Clause 4.4 and Drawings, and as instructed by the Engineer, with all lead and lift. FLANGED UNEQUAL TEE-DI DN 300/250 | Nos. | 5
285 | Work No. C2: Supply and Installation of Pipe and Chamber Fittings | OMU CHAMBERS FITTINGS Supply and Installation of DI Fittings (PN16), including all accessories, outside coating and inside lining as per technical specifications, including storing properly, loading at store, delivery to site, unload, distribute, multiple handling, cutting and preparing ends, jointing, PE sleeving with seal tape, non detectable warning tape at specified levels, all complete as specified in document SECTION VI-C: WORKS REQUIREMENTS Clause 4.4 and Drawings, and as instructed by the Engineer, with all lead and lift. FLANGED EQUAL TEE-DI DN 500 | Nos. | 2
286 | Work No. C2: Supply and Installation of Pipe and Chamber Fittings | OMU CHAMBERS FITTINGS Supply and Installation of DI Fittings (PN16), including all accessories, outside coating and inside lining as per technical specifications, including storing properly, loading at store, delivery to site, unload, distribute, multiple handling, cutting and preparing ends, jointing, PE sleeving with seal tape, non detectable warning tape at specified levels, all complete as specified in document SECTION VI-C: WORKS REQUIREMENTS Clause 4.4 and Drawings, and as instructed by the Engineer, with all lead and lift. FLANGED EQUAL TEE-DI DN 400 | Nos. | 2
287 | Work No. C2: Supply and Installation of Pipe and Chamber Fittings | OMU CHAMBERS FITTINGS Supply and Installation of DI Fittings (PN16), including all accessories, outside coating and inside lining as per technical specifications, including storing properly, loading at store, delivery to site, unload, distribute, multiple handling, cutting and preparing ends, jointing, PE sleeving with seal tape, non detectable warning tape at specified levels, all complete as specified in document SECTION VI-C: WORKS REQUIREMENTS Clause 4.4 and Drawings, and as instructed by the Engineer, with all lead and lift. FLANGED EQUAL TEE-DI DN 300 | Nos. | 10
288 | Work No. C2: Supply and Installation of Pipe and Chamber Fittings | OMU CHAMBERS FITTINGS Supply and Installation of DI Fittings (PN16), including all accessories, outside coating and inside lining as per technical specifications, including storing properly, loading at store, delivery to site, unload, distribute, multiple handling, cutting and preparing ends, jointing, PE sleeving with seal tape, non detectable warning tape at specified levels, all complete as specified in document SECTION VI-C: WORKS REQUIREMENTS Clause 4.4 and Drawings, and as instructed by the Engineer, with all lead and lift. FLANGED EQUAL TEE-DI DN 250 | Nos. | 4
289 | Work No. C2: Supply and Installation of Pipe and Chamber Fittings | OMU CHAMBERS FITTINGS Supply and Installation of DI Fittings (PN16), including all accessories, outside coating and inside lining as per technical specifications, including storing properly, loading at store, delivery to site, unload, distribute, multiple handling, cutting and preparing ends, jointing, PE sleeving with seal tape, non detectable warning tape at specified levels, all complete as specified in document SECTION VI-C: WORKS REQUIREMENTS Clause 4.4 and Drawings, and as instructed by the Engineer, with all lead and lift. FLANGED EQUAL TEE-DI DN 200 | Nos. | 14
290 | Work No. C2: Supply and Installation of Pipe and Chamber Fittings | OMU CHAMBERS FITTINGS Supply and Installation of DI Fittings (PN16), including all accessories, outside coating and inside lining as per technical specifications, including storing properly, loading at store, delivery to site, unload, distribute, multiple handling, cutting and preparing ends, jointing, PE sleeving with seal tape, non detectable warning tape at specified levels, all complete as specified in document SECTION VI-C: WORKS REQUIREMENTS Clause 4.4 and Drawings, and as instructed by the Engineer, with all lead and lift. FLANGED 90⁰ BEND-DI DN 300 | Nos. | 2
291 | Work No. C2: Supply and Installation of Pipe and Chamber Fittings | OMU CHAMBERS FITTINGS Supply and Installation of DI Fittings (PN16), including all accessories, outside coating and inside lining as per technical specifications, including storing properly, loading at store, delivery to site, unload, distribute, multiple handling, cutting and preparing ends, jointing, PE sleeving with seal tape, non detectable warning tape at specified levels, all complete as specified in document SECTION VI-C: WORKS REQUIREMENTS Clause 4.4 and Drawings, and as instructed by the Engineer, with all lead and lift. FLANGED 90⁰ BEND-DI DN 250 | Nos. | 3
292 | Work No. C2: Supply and Installation of Pipe and Chamber Fittings | OMU CHAMBERS FITTINGS Supply and Installation of DI Fittings (PN16), including all accessories, outside coating and inside lining as per technical specifications, including storing properly, loading at store, delivery to site, unload, distribute, multiple handling, cutting and preparing ends, jointing, PE sleeving with seal tape, non detectable warning tape at specified levels, all complete as specified in document SECTION VI-C: WORKS REQUIREMENTS Clause 4.4 and Drawings, and as instructed by the Engineer, with all lead and lift. FLANGED 90⁰ BEND-DI DN 200 | Nos. | 17
293 | Work No. C2: Supply and Installation of Pipe and Chamber Fittings | OMU CHAMBERS FITTINGS Supply and Installation of DI Fittings (PN16), including all accessories, outside coating and inside lining as per technical specifications, including storing properly, loading at store, delivery to site, unload, distribute, multiple handling, cutting and preparing ends, jointing, PE sleeving with seal tape, non detectable warning tape at specified levels, all complete as specified in document SECTION VI-C: WORKS REQUIREMENTS Clause 4.4 and Drawings, and as instructed by the Engineer, with all lead and lift. FLANGED 45⁰ BEND-DI DN 400 | Nos. | 2
294 | Work No. C2: Supply and Installation of Pipe and Chamber Fittings | OMU CHAMBERS FITTINGS Supply and Installation of DI Fittings (PN16), including all accessories, outside coating and inside lining as per technical specifications, including storing properly, loading at store, delivery to site, unload, distribute, multiple handling, cutting and preparing ends, jointing, PE sleeving with seal tape, non detectable warning tape at specified levels, all complete as specified in document SECTION VI-C: WORKS REQUIREMENTS Clause 4.4 and Drawings, and as instructed by the Engineer, with all lead and lift. FLANGED REDUCER-DI DN 500/400 | Nos. | 2
295 | Work No. C2: Supply and Installation of Pipe and Chamber Fittings | OMU CHAMBERS FITTINGS Supply and Installation of DI Fittings (PN16), including all accessories, outside coating and inside lining as per technical specifications, including storing properly, loading at store, delivery to site, unload, distribute, multiple handling, cutting and preparing ends, jointing, PE sleeving with seal tape, non detectable warning tape at specified levels, all complete as specified in document SECTION VI-C: WORKS REQUIREMENTS Clause 4.4 and Drawings, and as instructed by the Engineer, with all lead and lift. FLANGED REDUCER-DI DN 500/350 | Nos. | 2
296 | Work No. C2: Supply and Installation of Pipe and Chamber Fittings | OMU CHAMBERS FITTINGS Supply and Installation of DI Fittings (PN16), including all accessories, outside coating and inside lining as per technical specifications, including storing properly, loading at store, delivery to site, unload, distribute, multiple handling, cutting and preparing ends, jointing, PE sleeving with seal tape, non detectable warning tape at specified levels, all complete as specified in document SECTION VI-C: WORKS REQUIREMENTS Clause 4.4 and Drawings, and as instructed by the Engineer, with all lead and lift. FLANGED REDUCER-DI DN 450/300 | Nos. | 2
297 | Work No. C2: Supply and Installation of Pipe and Chamber Fittings | OMU CHAMBERS FITTINGS Supply and Installation of DI Fittings (PN16), including all accessories, outside coating and inside lining as per technical specifications, including storing properly, loading at store, delivery to site, unload, distribute, multiple handling, cutting and preparing ends, jointing, PE sleeving with seal tape, non detectable warning tape at specified levels, all complete as specified in document SECTION VI-C: WORKS REQUIREMENTS Clause 4.4 and Drawings, and as instructed by the Engineer, with all lead and lift. FLANGED REDUCER-DI DN 400/200 | Nos. | 3
298 | Work No. C2: Supply and Installation of Pipe and Chamber Fittings | OMU CHAMBERS FITTINGS Supply and Installation of DI Fittings (PN16), including all accessories, outside coating and inside lining as per technical specifications, including storing properly, loading at store, delivery to site, unload, distribute, multiple handling, cutting and preparing ends, jointing, PE sleeving with seal tape, non detectable warning tape at specified levels, all complete as specified in document SECTION VI-C: WORKS REQUIREMENTS Clause 4.4 and Drawings, and as instructed by the Engineer, with all lead and lift. FLANGED REDUCER-DI DN 350/250 | Nos. | 2
299 | Work No. C2: Supply and Installation of Pipe and Chamber Fittings | OMU CHAMBERS FITTINGS Supply and Installation of DI Fittings (PN16), including all accessories, outside coating and inside lining as per technical specifications, including storing properly, loading at store, delivery to site, unload, distribute, multiple handling, cutting and preparing ends, jointing, PE sleeving with seal tape, non detectable warning tape at specified levels, all complete as specified in document SECTION VI-C: WORKS REQUIREMENTS Clause 4.4 and Drawings, and as instructed by the Engineer, with all lead and lift. FLANGED REDUCER-DI DN 350/300 | Nos. | 2
300 | Work No. C2: Supply and Installation of Pipe and Chamber Fittings | OMU CHAMBERS FITTINGS Supply and Installation of DI Fittings (PN16), including all accessories, outside coating and inside lining as per technical specifications, including storing properly, loading at store, delivery to site, unload, distribute, multiple handling, cutting and preparing ends, jointing, PE sleeving with seal tape, non detectable warning tape at specified levels, all complete as specified in document SECTION VI-C: WORKS REQUIREMENTS Clause 4.4 and Drawings, and as instructed by the Engineer, with all lead and lift. FLANGED REDUCER-DI DN 300/250 | Nos. | 2
301 | Work No. C2: Supply and Installation of Pipe and Chamber Fittings | OMU CHAMBERS FITTINGS Supply and Installation of DI Fittings (PN16), including all accessories, outside coating and inside lining as per technical specifications, including storing properly, loading at store, delivery to site, unload, distribute, multiple handling, cutting and preparing ends, jointing, PE sleeving with seal tape, non detectable warning tape at specified levels, all complete as specified in document SECTION VI-C: WORKS REQUIREMENTS Clause 4.4 and Drawings, and as instructed by the Engineer, with all lead and lift. FLANGED REDUCER-DI DN 300/200 | Nos. | 12
302 | Work No. C2: Supply and Installation of Pipe and Chamber Fittings | OMU CHAMBERS FITTINGS Supply and Installation of DI Fittings (PN16), including all accessories, outside coating and inside lining as per technical specifications, including storing properly, loading at store, delivery to site, unload, distribute, multiple handling, cutting and preparing ends, jointing, PE sleeving with seal tape, non detectable warning tape at specified levels, all complete as specified in document SECTION VI-C: WORKS REQUIREMENTS Clause 4.4 and Drawings, and as instructed by the Engineer, with all lead and lift. FLANGED REDUCER-DI DN 300/150 | Nos. | 3
303 | Work No. C2: Supply and Installation of Pipe and Chamber Fittings | OMU CHAMBERS FITTINGS Supply and Installation of DI Fittings (PN16), including all accessories, outside coating and inside lining as per technical specifications, including storing properly, loading at store, delivery to site, unload, distribute, multiple handling, cutting and preparing ends, jointing, PE sleeving with seal tape, non detectable warning tape at specified levels, all complete as specified in document SECTION VI-C: WORKS REQUIREMENTS Clause 4.4 and Drawings, and as instructed by the Engineer, with all lead and lift. FLANGED REDUCER-DI DN 250/200 | Nos. | 11
304 | Work No. C2: Supply and Installation of Pipe and Chamber Fittings | OMU CHAMBERS FITTINGS Supply and Installation of DI Fittings (PN16), including all accessories, outside coating and inside lining as per technical specifications, including storing properly, loading at store, delivery to site, unload, distribute, multiple handling, cutting and preparing ends, jointing, PE sleeving with seal tape, non detectable warning tape at specified levels, all complete as specified in document SECTION VI-C: WORKS REQUIREMENTS Clause 4.4 and Drawings, and as instructed by the Engineer, with all lead and lift. FLANGED REDUCER-DI DN 250/150 | Nos. | 2
305 | Work No. C2: Supply and Installation of Pipe and Chamber Fittings | OMU CHAMBERS FITTINGS Supply and Installation of DI Fittings (PN16), including all accessories, outside coating and inside lining as per technical specifications, including storing properly, loading at store, delivery to site, unload, distribute, multiple handling, cutting and preparing ends, jointing, PE sleeving with seal tape, non detectable warning tape at specified levels, all complete as specified in document SECTION VI-C: WORKS REQUIREMENTS Clause 4.4 and Drawings, and as instructed by the Engineer, with all lead and lift. DOUBLE FLANGED PIPE WITH PUDDLE FLANGE LENGTH DN 400 | Nos. | 3
306 | Work No. C2: Supply and Installation of Pipe and Chamber Fittings | OMU CHAMBERS FITTINGS Supply and Installation of DI Fittings (PN16), including all accessories, outside coating and inside lining as per technical specifications, including storing properly, loading at store, delivery to site, unload, distribute, multiple handling, cutting and preparing ends, jointing, PE sleeving with seal tape, non detectable warning tape at specified levels, all complete as specified in document SECTION VI-C: WORKS REQUIREMENTS Clause 4.4 and Drawings, and as instructed by the Engineer, with all lead and lift. DOUBLE FLANGED PIPE WITH PUDDLE FLANGE LENGTH DN 350 | Nos. | 5
307 | Work No. C2: Supply and Installation of Pipe and Chamber Fittings | OMU CHAMBERS FITTINGS Supply and Installation of DI Fittings (PN16), including all accessories, outside coating and inside lining as per technical specifications, including storing properly, loading at store, delivery to site, unload, distribute, multiple handling, cutting and preparing ends, jointing, PE sleeving with seal tape, non detectable warning tape at specified levels, all complete as specified in document SECTION VI-C: WORKS REQUIREMENTS Clause 4.4 and Drawings, and as instructed by the Engineer, with all lead and lift. DOUBLE FLANGED PIPE WITH PUDDLE FLANGE LENGTH DN 300 | Nos. | 9
308 | Work No. C2: Supply and Installation of Pipe and Chamber Fittings | OMU CHAMBERS FITTINGS Supply and Installation of DI Fittings (PN16), including all accessories, outside coating and inside lining as per technical specifications, including storing properly, loading at store, delivery to site, unload, distribute, multiple handling, cutting and preparing ends, jointing, PE sleeving with seal tape, non detectable warning tape at specified levels, all complete as specified in document SECTION VI-C: WORKS REQUIREMENTS Clause 4.4 and Drawings, and as instructed by the Engineer, with all lead and lift. DOUBLE FLANGED PIPE WITH PUDDLE FLANGE LENGTH DN 250 | Nos. | 3
309 | Work No. C2: Supply and Installation of Pipe and Chamber Fittings | OMU CHAMBERS FITTINGS Supply and Installation of DI Fittings (PN16), including all accessories, outside coating and inside lining as per technical specifications, including storing properly, loading at store, delivery to site, unload, distribute, multiple handling, cutting and preparing ends, jointing, PE sleeving with seal tape, non detectable warning tape at specified levels, all complete as specified in document SECTION VI-C: WORKS REQUIREMENTS Clause 4.4 and Drawings, and as instructed by the Engineer, with all lead and lift. DOUBLE FLANGED PIPE WITH PUDDLE FLANGE LENGTH DN 200 | Nos. | 24
310 | Work No. C2: Supply and Installation of Pipe and Chamber Fittings | OMU CHAMBERS FITTINGS Supply and Installation of DI Fittings (PN16), including all accessories, outside coating and inside lining as per technical specifications, including storing properly, loading at store, delivery to site, unload, distribute, multiple handling, cutting and preparing ends, jointing, PE sleeving with seal tape, non detectable warning tape at specified levels, all complete as specified in document SECTION VI-C: WORKS REQUIREMENTS Clause 4.4 and Drawings, and as instructed by the Engineer, with all lead and lift. GATE VALVE-DI DN 300 | Nos. | 4
311 | Work No. C2: Supply and Installation of Pipe and Chamber Fittings | OMU CHAMBERS FITTINGS Supply and Installation of DI Fittings (PN16), including all accessories, outside coating and inside lining as per technical specifications, including storing properly, loading at store, delivery to site, unload, distribute, multiple handling, cutting and preparing ends, jointing, PE sleeving with seal tape, non detectable warning tape at specified levels, all complete as specified in document SECTION VI-C: WORKS REQUIREMENTS Clause 4.4 and Drawings, and as instructed by the Engineer, with all lead and lift. GATE VALVE-DI DN 250 | Nos. | 6
312 | Work No. C2: Supply and Installation of Pipe and Chamber Fittings | OMU CHAMBERS FITTINGS Supply and Installation of DI Fittings (PN16), including all accessories, outside coating and inside lining as per technical specifications, including storing properly, loading at store, delivery to site, unload, distribute, multiple handling, cutting and preparing ends, jointing, PE sleeving with seal tape, non detectable warning tape at specified levels, all complete as specified in document SECTION VI-C: WORKS REQUIREMENTS Clause 4.4 and Drawings, and as instructed by the Engineer, with all lead and lift. GATE VALVE-DI DN 200 | Nos. | 29
313 | Work No. C2: Supply and Installation of Pipe and Chamber Fittings | OMU CHAMBERS FITTINGS Supply and Installation of DI Fittings (PN16), including all accessories, outside coating and inside lining as per technical specifications, including storing properly, loading at store, delivery to site, unload, distribute, multiple handling, cutting and preparing ends, jointing, PE sleeving with seal tape, non detectable warning tape at specified levels, all complete as specified in document SECTION VI-C: WORKS REQUIREMENTS Clause 4.4 and Drawings, and as instructed by the Engineer, with all lead and lift. GATE VALVE-DI DN 150 | Nos. | 2
314 | Work No. C2: Supply and Installation of Pipe and Chamber Fittings | OMU CHAMBERS FITTINGS Supply and Installation of DI Fittings (PN16), including all accessories, outside coating and inside lining as per technical specifications, including storing properly, loading at store, delivery to site, unload, distribute, multiple handling, cutting and preparing ends, jointing, PE sleeving with seal tape, non detectable warning tape at specified levels, all complete as specified in document SECTION VI-C: WORKS REQUIREMENTS Clause 4.4 and Drawings, and as instructed by the Engineer, with all lead and lift. SELF RESTRAINING DISMANTLING JOINT-DI DN 400 | Nos. | 2
315 | Work No. C2: Supply and Installation of Pipe and Chamber Fittings | OMU CHAMBERS FITTINGS Supply and Installation of DI Fittings (PN16), including all accessories, outside coating and inside lining as per technical specifications, including storing properly, loading at store, delivery to site, unload, distribute, multiple handling, cutting and preparing ends, jointing, PE sleeving with seal tape, non detectable warning tape at specified levels, all complete as specified in document SECTION VI-C: WORKS REQUIREMENTS Clause 4.4 and Drawings, and as instructed by the Engineer, with all lead and lift. SELF RESTRAINING DISMANTLING JOINT-DI DN 350 | Nos. | 4
316 | Work No. C2: Supply and Installation of Pipe and Chamber Fittings | OMU CHAMBERS FITTINGS Supply and Installation of DI Fittings (PN16), including all accessories, outside coating and inside lining as per technical specifications, including storing properly, loading at store, delivery to site, unload, distribute, multiple handling, cutting and preparing ends, jointing, PE sleeving with seal tape, non detectable warning tape at specified levels, all complete as specified in document SECTION VI-C: WORKS REQUIREMENTS Clause 4.4 and Drawings, and as instructed by the Engineer, with all lead and lift. SELF RESTRAINING DISMANTLING JOINT-DI DN 300 | Nos. | 6
317 | Work No. C2: Supply and Installation of Pipe and Chamber Fittings | OMU CHAMBERS FITTINGS Supply and Installation of DI Fittings (PN16), including all accessories, outside coating and inside lining as per technical specifications, including storing properly, loading at store, delivery to site, unload, distribute, multiple handling, cutting and preparing ends, jointing, PE sleeving with seal tape, non detectable warning tape at specified levels, all complete as specified in document SECTION VI-C: WORKS REQUIREMENTS Clause 4.4 and Drawings, and as instructed by the Engineer, with all lead and lift. SELF RESTRAINING DISMANTLING JOINT-DI DN 250 | Nos. | 2
318 | Work No. C2: Supply and Installation of Pipe and Chamber Fittings | OMU CHAMBERS FITTINGS Supply and Installation of DI Fittings (PN16), including all accessories, outside coating and inside lining as per technical specifications, including storing properly, loading at store, delivery to site, unload, distribute, multiple handling, cutting and preparing ends, jointing, PE sleeving with seal tape, non detectable warning tape at specified levels, all complete as specified in document SECTION VI-C: WORKS REQUIREMENTS Clause 4.4 and Drawings, and as instructed by the Engineer, with all lead and lift. SELF RESTRAINING DISMANTLING JOINT-DI DN 200 | Nos. | 24
319 | Work No. C2: Supply and Installation of Pipe and Chamber Fittings | OMU CHAMBERS FITTINGS Supply and Installation of DI Fittings (PN16), including all accessories, outside coating and inside lining as per technical specifications, including storing properly, loading at store, delivery to site, unload, distribute, multiple handling, cutting and preparing ends, jointing, PE sleeving with seal tape, non detectable warning tape at specified levels, all complete as specified in document SECTION VI-C: WORKS REQUIREMENTS Clause 4.4 and Drawings, and as instructed by the Engineer, with all lead and lift. DOUBLE FLANGED PIPE DN 300 | Nos. | 2
320 | Work No. C2: Supply and Installation of Pipe and Chamber Fittings | OMU CHAMBERS FITTINGS Supply and Installation of DI Fittings (PN16), including all accessories, outside coating and inside lining as per technical specifications, including storing properly, loading at store, delivery to site, unload, distribute, multiple handling, cutting and preparing ends, jointing, PE sleeving with seal tape, non detectable warning tape at specified levels, all complete as specified in document SECTION VI-C: WORKS REQUIREMENTS Clause 4.4 and Drawings, and as instructed by the Engineer, with all lead and lift. DOUBLE FLANGED PIPE DN 250 | Nos. | 2
321 | Work No. C2: Supply and Installation of Pipe and Chamber Fittings | OMU CHAMBERS FITTINGS Supply and Installation of DI Fittings (PN16), including all accessories, outside coating and inside lining as per technical specifications, including storing properly, loading at store, delivery to site, unload, distribute, multiple handling, cutting and preparing ends, jointing, PE sleeving with seal tape, non detectable warning tape at specified levels, all complete as specified in document SECTION VI-C: WORKS REQUIREMENTS Clause 4.4 and Drawings, and as instructed by the Engineer, with all lead and lift. DOUBLE FLANGED PIPE DN 200 | Nos. | 11
322 | Work No. C2: Supply and Installation of Pipe and Chamber Fittings | OMU CHAMBERS FITTINGS Supply and Installation of DI Fittings (PN16), including all accessories, outside coating and inside lining as per technical specifications, including storing properly, loading at store, delivery to site, unload, distribute, multiple handling, cutting and preparing ends, jointing, PE sleeving with seal tape, non detectable warning tape at specified levels, all complete as specified in document SECTION VI-C: WORKS REQUIREMENTS Clause 4.4 and Drawings, and as instructed by the Engineer, with all lead and lift. DUCTILE IRON BACKING RING DN 150 | Nos. | 2
323 | Work No. C2: Supply and Installation of Pipe and Chamber Fittings | OMU CHAMBERS FITTINGS Supply and Installation of DI Fittings (PN16), including all accessories, outside coating and inside lining as per technical specifications, including storing properly, loading at store, delivery to site, unload, distribute, multiple handling, cutting and preparing ends, jointing, PE sleeving with seal tape, non detectable warning tape at specified levels, all complete as specified in document SECTION VI-C: WORKS REQUIREMENTS Clause 4.4 and Drawings, and as instructed by the Engineer, with all lead and lift. DUCTILE IRON BACKING RING DN 200 | Nos. | 2
324 | Work No. C2: Supply and Installation of Pipe and Chamber Fittings | OMU CHAMBERS FITTINGS Supply and Installation of DI Fittings (PN16), including all accessories, outside coating and inside lining as per technical specifications, including storing properly, loading at store, delivery to site, unload, distribute, multiple handling, cutting and preparing ends, jointing, PE sleeving with seal tape, non detectable warning tape at specified levels, all complete as specified in document SECTION VI-C: WORKS REQUIREMENTS Clause 4.4 and Drawings, and as instructed by the Engineer, with all lead and lift. DUCTILE IRON BACKING RING DN 250 | Nos. | 13
325 | Work No. C2: Supply and Installation of Pipe and Chamber Fittings | OMU CHAMBERS FITTINGS Supply and Installation of DI Fittings (PN16), including all accessories, outside coating and inside lining as per technical specifications, including storing properly, loading at store, delivery to site, unload, distribute, multiple handling, cutting and preparing ends, jointing, PE sleeving with seal tape, non detectable warning tape at specified levels, all complete as specified in document SECTION VI-C: WORKS REQUIREMENTS Clause 4.4 and Drawings, and as instructed by the Engineer, with all lead and lift. DUCTILE IRON BACKING RING DN 300 | Nos. | 9
326 | Work No. C2: Supply and Installation of Pipe and Chamber Fittings | OMU CHAMBERS FITTINGS Supply and Installation of HDPE PE100 PN16 Electrofusion fitting to be connected to the pipelines, including storing properly, loading at store, delivery to site, unload, distribute, multiple handling, jointing, detectable warning tape at specified levels, all complete as specified in document SECTION VI-C: WORKS REQUIREMENTS Clause 4.5 and Drawings, and as instructed by the Engineer, with all lead and lift. HDPE STUB END DN 150 | Nos. | 2
327 | Work No. C2: Supply and Installation of Pipe and Chamber Fittings | OMU CHAMBERS FITTINGS Supply and Installation of HDPE PE100 PN16 Electrofusion fitting to be connected to the pipelines, including storing properly, loading at store, delivery to site, unload, distribute, multiple handling, jointing, detectable warning tape at specified levels, all complete as specified in document SECTION VI-C: WORKS REQUIREMENTS Clause 4.5 and Drawings, and as instructed by the Engineer, with all lead and lift. HDPE STUB END DN 200 | Nos. | 2
328 | Work No. C2: Supply and Installation of Pipe and Chamber Fittings | OMU CHAMBERS FITTINGS Supply and Installation of HDPE PE100 PN16 Electrofusion fitting to be connected to the pipelines, including storing properly, loading at store, delivery to site, unload, distribute, multiple handling, jointing, detectable warning tape at specified levels, all complete as specified in document SECTION VI-C: WORKS REQUIREMENTS Clause 4.5 and Drawings, and as instructed by the Engineer, with all lead and lift. HDPE STUB END DN 250 | Nos. | 13
329 | Work No. C2: Supply and Installation of Pipe and Chamber Fittings | OMU CHAMBERS FITTINGS Supply and Installation of HDPE PE100 PN16 Electrofusion fitting to be connected to the pipelines, including storing properly, loading at store, delivery to site, unload, distribute, multiple handling, jointing, detectable warning tape at specified levels, all complete as specified in document SECTION VI-C: WORKS REQUIREMENTS Clause 4.5 and Drawings, and as instructed by the Engineer, with all lead and lift. HDPE STUB END DN 300 | Nos. | 9
330 | Work No. C2: Supply and Installation of Pipe and Chamber Fittings | OMU CHAMBERS FITTINGS Supply and Installation of HDPE PE100 PN16 Electrofusion fitting to be connected to the pipelines, including storing properly, loading at store, delivery to site, unload, distribute, multiple handling, jointing, detectable warning tape at specified levels, all complete as specified in document SECTION VI-C: WORKS REQUIREMENTS Clause 4.5 and Drawings, and as instructed by the Engineer, with all lead and lift. DN ELECTRO-FUSION COUPLING DN 150 | Nos. | 2
331 | Work No. C2: Supply and Installation of Pipe and Chamber Fittings | OMU CHAMBERS FITTINGS Supply and Installation of HDPE PE100 PN16 Electrofusion fitting to be connected to the pipelines, including storing properly, loading at store, delivery to site, unload, distribute, multiple handling, jointing, detectable warning tape at specified levels, all complete as specified in document SECTION VI-C: WORKS REQUIREMENTS Clause 4.5 and Drawings, and as instructed by the Engineer, with all lead and lift. DN ELECTRO-FUSION COUPLING DN 200 | Nos. | 2
332 | Work No. C2: Supply and Installation of Pipe and Chamber Fittings | OMU CHAMBERS FITTINGS Supply and Installation of HDPE PE100 PN16 Electrofusion fitting to be connected to the pipelines, including storing properly, loading at store, delivery to site, unload, distribute, multiple handling, jointing, detectable warning tape at specified levels, all complete as specified in document SECTION VI-C: WORKS REQUIREMENTS Clause 4.5 and Drawings, and as instructed by the Engineer, with all lead and lift. DN ELECTRO-FUSION COUPLING DN 250 | Nos. | 13
333 | Work No. C2: Supply and Installation of Pipe and Chamber Fittings | OMU CHAMBERS FITTINGS Supply and Installation of HDPE PE100 PN16 Electrofusion fitting to be connected to the pipelines, including storing properly, loading at store, delivery to site, unload, distribute, multiple handling, jointing, detectable warning tape at specified levels, all complete as specified in document SECTION VI-C: WORKS REQUIREMENTS Clause 4.5 and Drawings, and as instructed by the Engineer, with all lead and lift. DN ELECTRO-FUSION COUPLING DN 300 | Nos. | 9
334 | Work No. C2: Supply and Installation of Pipe and Chamber Fittings | OMU CHAMBERS FITTINGS Supply and Installation of HDPE PE100 PN16 Electrofusion fitting to be connected to the pipelines, including storing properly, loading at store, delivery to site, unload, distribute, multiple handling, jointing, detectable warning tape at specified levels, all complete as specified in document SECTION VI-C: WORKS REQUIREMENTS Clause 4.5 and Drawings, and as instructed by the Engineer, with all lead and lift. DN ELECTRO FUSION BEND - 90DEG. DN 180 | Nos. | 2
335 | Work No. C2: Supply and Installation of Pipe and Chamber Fittings | OMU CHAMBERS FITTINGS Supply and Installation of HDPE PE100 PN16 Electrofusion fitting to be connected to the pipelines, including storing properly, loading at store, delivery to site, unload, distribute, multiple handling, jointing, detectable warning tape at specified levels, all complete as specified in document SECTION VI-C: WORKS REQUIREMENTS Clause 4.5 and Drawings, and as instructed by the Engineer, with all lead and lift. DN ELECTRO FUSION BEND - 90DEG. DN 225 | Nos. | 2
336 | Work No. C2: Supply and Installation of Pipe and Chamber Fittings | OMU CHAMBERS FITTINGS Supply and Installation of HDPE PE100 PN16 Electrofusion fitting to be connected to the pipelines, including storing properly, loading at store, delivery to site, unload, distribute, multiple handling, jointing, detectable warning tape at specified levels, all complete as specified in document SECTION VI-C: WORKS REQUIREMENTS Clause 4.5 and Drawings, and as instructed by the Engineer, with all lead and lift. DN ELECTRO FUSION BEND - 90DEG. DN 250 | Nos. | 6
337 | Work No. C2: Supply and Installation of Pipe and Chamber Fittings | OMU CHAMBERS FITTINGS Supply and Installation of HDPE PE100 PN16 Electrofusion fitting to be connected to the pipelines, including storing properly, loading at store, delivery to site, unload, distribute, multiple handling, jointing, detectable warning tape at specified levels, all complete as specified in document SECTION VI-C: WORKS REQUIREMENTS Clause 4.5 and Drawings, and as instructed by the Engineer, with all lead and lift. DN ELECTRO FUSION BEND - 90DEG. DN 280 | Nos. | 3
338 | Work No. C2: Supply and Installation of Pipe and Chamber Fittings | OMU CHAMBERS FITTINGS Supply and Installation of HDPE PE100 PN16 Electrofusion fitting to be connected to the pipelines, including storing properly, loading at store, delivery to site, unload, distribute, multiple handling, jointing, detectable warning tape at specified levels, all complete as specified in document SECTION VI-C: WORKS REQUIREMENTS Clause 4.5 and Drawings, and as instructed by the Engineer, with all lead and lift. DN ELECTRO FUSION BEND - 90DEG. DN 315 | Nos. | 2
339 | Work No. C2: Supply and Installation of Pipe and Chamber Fittings | OMU CHAMBERS FITTINGS Supply and Installation of HDPE PE100 PN16 Electrofusion fitting to be connected to the pipelines, including storing properly, loading at store, delivery to site, unload, distribute, multiple handling, jointing, detectable warning tape at specified levels, all complete as specified in document SECTION VI-C: WORKS REQUIREMENTS Clause 4.5 and Drawings, and as instructed by the Engineer, with all lead and lift. DN ELECTRO FUSION EQUAL TEE DN 250 | Nos. | 4
340 | Work No. C2: Supply and Installation of Pipe and Chamber Fittings | OMU CHAMBERS FITTINGS Supply and Installation of HDPE PE100 PN16 Electrofusion fitting to be connected to the pipelines, including storing properly, loading at store, delivery to site, unload, distribute, multiple handling, jointing, detectable warning tape at specified levels, all complete as specified in document SECTION VI-C: WORKS REQUIREMENTS Clause 4.5 and Drawings, and as instructed by the Engineer, with all lead and lift. DN ELECTRO FUSION EQUAL TEE DN 225 | Nos. | 2
341 | Work No. C2: Supply and Installation of Pipe and Chamber Fittings | OMU CHAMBERS FITTINGS Supply and Installation of HDPE PE100 PN16 Electrofusion fitting to be connected to the pipelines, including storing properly, loading at store, delivery to site, unload, distribute, multiple handling, jointing, detectable warning tape at specified levels, all complete as specified in document SECTION VI-C: WORKS REQUIREMENTS Clause 4.5 and Drawings, and as instructed by the Engineer, with all lead and lift. DN ELECTRO FUSION EQUAL TEE DN 180 | Nos. | 2
342 | Work No. C2: Supply and Installation of Pipe and Chamber Fittings | PUMPING STATION DI FITTINGS Supply and Installation of DI Fittings (PN16), including all accessories, outside coating and inside lining as per technical specifications, including storing properly, loading at store, delivery to site, unload, distribute, multiple handling, cutting and preparing ends, jointing, PE sleeving with seal tape, non detectable warning tape at specified levels, all complete as specified in document SECTION VI-C: WORKS REQUIREMENTS Clause 4.4 and Drawings, and as instructed by the Engineer, with all lead and lift. DI Double Flanged Bend of 90 deg. DN 500 | Nos. | 5
343 | Work No. C2: Supply and Installation of Pipe and Chamber Fittings | PUMPING STATION DI FITTINGS Supply and Installation of DI Fittings (PN16), including all accessories, outside coating and inside lining as per technical specifications, including storing properly, loading at store, delivery to site, unload, distribute, multiple handling, cutting and preparing ends, jointing, PE sleeving with seal tape, non detectable warning tape at specified levels, all complete as specified in document SECTION VI-C: WORKS REQUIREMENTS Clause 4.4 and Drawings, and as instructed by the Engineer, with all lead and lift. DI Double Flanged Bend of 45 deg. DN 500 | Nos. | 3
344 | Work No. C2: Supply and Installation of Pipe and Chamber Fittings | PUMPING STATION DI FITTINGS Supply and Installation of DI Fittings (PN16), including all accessories, outside coating and inside lining as per technical specifications, including storing properly, loading at store, delivery to site, unload, distribute, multiple handling, cutting and preparing ends, jointing, PE sleeving with seal tape, non detectable warning tape at specified levels, all complete as specified in document SECTION VI-C: WORKS REQUIREMENTS Clause 4.4 and Drawings, and as instructed by the Engineer, with all lead and lift. DI All Flanged Equal Tee (ET) DN 500 | Nos. | 5
345 | Work No. C2: Supply and Installation of Pipe and Chamber Fittings | PUMPING STATION DI FITTINGS Supply and Installation of DI Fittings (PN16), including all accessories, outside coating and inside lining as per technical specifications, including storing properly, loading at store, delivery to site, unload, distribute, multiple handling, cutting and preparing ends, jointing, PE sleeving with seal tape, non detectable warning tape at specified levels, all complete as specified in document SECTION VI-C: WORKS REQUIREMENTS Clause 4.4 and Drawings, and as instructed by the Engineer, with all lead and lift. DI All Flange Reducer (CT) DN 600X 500 mm | Nos. | 3
346 | Work No. C2: Supply and Installation of Pipe and Chamber Fittings | PUMPING STATION DI FITTINGS Supply and Installation of DI Fittings (PN16), including all accessories, outside coating and inside lining as per technical specifications, including storing properly, loading at store, delivery to site, unload, distribute, multiple handling, cutting and preparing ends, jointing, PE sleeving with seal tape, non detectable warning tape at specified levels, all complete as specified in document SECTION VI-C: WORKS REQUIREMENTS Clause 4.4 and Drawings, and as instructed by the Engineer, with all lead and lift. DI All Flange Reducer (CT) DN 500X 350 mm | Nos. | 3
347 | Work No. C2: Supply and Installation of Pipe and Chamber Fittings | PUMPING STATION DI FITTINGS Supply and Installation of DI Fittings (PN16), including all accessories, outside coating and inside lining as per technical specifications, including storing properly, loading at store, delivery to site, unload, distribute, multiple handling, cutting and preparing ends, jointing, PE sleeving with seal tape, non detectable warning tape at specified levels, all complete as specified in document SECTION VI-C: WORKS REQUIREMENTS Clause 4.4 and Drawings, and as instructed by the Engineer, with all lead and lift. DI All Flanged Equal Cross Tee (CET) DN 500 | Nos. | 2
348 | Work No. C2: Supply and Installation of Pipe and Chamber Fittings | PUMPING STATION DI FITTINGS Supply and Installation of DI Fittings (PN16), including all accessories, outside coating and inside lining as per technical specifications, including storing properly, loading at store, delivery to site, unload, distribute, multiple handling, cutting and preparing ends, jointing, PE sleeving with seal tape, non detectable warning tape at specified levels, all complete as specified in document SECTION VI-C: WORKS REQUIREMENTS Clause 4.4 and Drawings, and as instructed by the Engineer, with all lead and lift. DI Self Reinstrained Dismantling Joint DN 500 | Nos. | 5
349 | Work No. C2: Supply and Installation of Pipe and Chamber Fittings | PUMPING STATION DI FITTINGS Supply and Installation of DI Fittings (PN16), including all accessories, outside coating and inside lining as per technical specifications, including storing properly, loading at store, delivery to site, unload, distribute, multiple handling, cutting and preparing ends, jointing, PE sleeving with seal tape, non detectable warning tape at specified levels, all complete as specified in document SECTION VI-C: WORKS REQUIREMENTS Clause 4.4 and Drawings, and as instructed by the Engineer, with all lead and lift. DI Flanged Adopter Unrestrained DN 500 | Nos. | 6
350 | Work No. C2: Supply and Installation of Pipe and Chamber Fittings | PUMPING STATION DI FITTINGS Supply and Installation of DI Fittings (PN16), including all accessories, outside coating and inside lining as per technical specifications, including storing properly, loading at store, delivery to site, unload, distribute, multiple handling, cutting and preparing ends, jointing, PE sleeving with seal tape, non detectable warning tape at specified levels, all complete as specified in document SECTION VI-C: WORKS REQUIREMENTS Clause 4.4 and Drawings, and as instructed by the Engineer, with all lead and lift. DI Flanged Adopter Unrestrained DN 600 | Nos. | 2
351 | Work No. C2: Supply and Installation of Pipe and Chamber Fittings | PUMPING STATION DI FITTINGS Supply and Installation of DI Fittings (PN16), including all accessories, outside coating and inside lining as per technical specifications, including storing properly, loading at store, delivery to site, unload, distribute, multiple handling, cutting and preparing ends, jointing, PE sleeving with seal tape, non detectable warning tape at specified levels, all complete as specified in document SECTION VI-C: WORKS REQUIREMENTS Clause 4.4 and Drawings, and as instructed by the Engineer, with all lead and lift. DI Double Flanged Pipe Piece ( DFTP) DN500 | Nos. | 2
352 | Work No. C2: Supply and Installation of Pipe and Chamber Fittings | PUMPING STATION DI FITTINGS Supply and Installation of DI Fittings (PN16), including all accessories, outside coating and inside lining as per technical specifications, including storing properly, loading at store, delivery to site, unload, distribute, multiple handling, cutting and preparing ends, jointing, PE sleeving with seal tape, non detectable warning tape at specified levels, all complete as specified in document SECTION VI-C: WORKS REQUIREMENTS Clause 4.4 and Drawings, and as instructed by the Engineer, with all lead and lift. DI Single Flanged Pipe Piece ( SFTP) DN 500 | Nos. | 5
353 | Work No. C2: Supply and Installation of Pipe and Chamber Fittings | PUMPING STATION DI FITTINGS Supply and Installation of DI Fittings (PN16), including all accessories, outside coating and inside lining as per technical specifications, including storing properly, loading at store, delivery to site, unload, distribute, multiple handling, cutting and preparing ends, jointing, PE sleeving with seal tape, non detectable warning tape at specified levels, all complete as specified in document SECTION VI-C: WORKS REQUIREMENTS Clause 4.4 and Drawings, and as instructed by the Engineer, with all lead and lift. DI Single Flanged Pipe Piece ( SFTP) DN 600 | Nos. | 2
354 | Work No. C3: Supply and Installation of Valves, Appurtenances and Instrumentation | Valves and Appurtenances Supply and Installation of following size DI double flanged, double eccentric Butterfly Valves PN16 with manual gear, but compatible to be supported by SCADA system in remote commanding the future if needed, all complete as specified in document SECTION VI-C: WORKS REQUIREMENTS Clause 4.7.4 and Drawings, and as instructed by the Engineer, with all lead and lift DN 300 mm | Nos | 2
355 | Work No. C3: Supply and Installation of Valves, Appurtenances and Instrumentation | Valves and Appurtenances Supply and Installation of following size DI double flanged, double eccentric Butterfly Valves PN16 with manual gear, but compatible to be supported by SCADA system in remote commanding the future if needed, all complete as specified in document SECTION VI-C: WORKS REQUIREMENTS Clause 4.7.4 and Drawings, and as instructed by the Engineer, with all lead and lift DN 350mm | Nos | 2
356 | Work No. C3: Supply and Installation of Valves, Appurtenances and Instrumentation | Valves and Appurtenances Supply and Installation of following size DI double flanged, double eccentric Butterfly Valves PN16 with manual gear, but compatible to be supported by SCADA system in remote commanding the future if needed, all complete as specified in document SECTION VI-C: WORKS REQUIREMENTS Clause 4.7.4 and Drawings, and as instructed by the Engineer, with all lead and lift DN 400mm | Nos | 1
357 | Work No. C3: Supply and Installation of Valves, Appurtenances and Instrumentation | Valves and Appurtenances Supply and Installation of following size DI double flanged, double eccentric Butterfly Valves PN16 with manual gear, but compatible to be supported by SCADA system in remote commanding the future if needed, all complete as specified in document SECTION VI-C: WORKS REQUIREMENTS Clause 4.7.4 and Drawings, and as instructed by the Engineer, with all lead and lift DN 500mm | Nos | 4
358 | Work No. C3: Supply and Installation of Valves, Appurtenances and Instrumentation | Valves and Appurtenances Supply and Installation of following size DI double flanged Gate Valves PN16, including extension spindle and operating nut with protection HDPE pipeline when buried or handwheel when installed in chambers, all complete as specified in document SECTION VI-C: WORKS REQUIREMENTS Clause 4.7.3 and Drawings, and as instructed by the Engineer, with all lead and lift DN 50mm (included Flange Adaptors DI/HDPE and EF Couplers) | Nos | 42
359 | Work No. C3: Supply and Installation of Valves, Appurtenances and Instrumentation | Valves and Appurtenances Supply and Installation of following size DI double flanged Gate Valves PN16, including extension spindle and operating nut with protection HDPE pipeline when buried or handwheel when installed in chambers, all complete as specified in document SECTION VI-C: WORKS REQUIREMENTS Clause 4.7.3 and Drawings, and as instructed by the Engineer, with all lead and lift DN 65mm (included Flange Adaptors DI/HDPE and EF Couplers) | Nos | 18
360 | Work No. C3: Supply and Installation of Valves, Appurtenances and Instrumentation | Valves and Appurtenances Supply and Installation of following size DI double flanged Gate Valves PN16, including extension spindle and operating nut with protection HDPE pipeline when buried or handwheel when installed in chambers, all complete as specified in document SECTION VI-C: WORKS REQUIREMENTS Clause 4.7.3 and Drawings, and as instructed by the Engineer, with all lead and lift DN 80mm (included Flange Adaptors DI/HDPE and EF Couplers) | Nos | 92
361 | Work No. C3: Supply and Installation of Valves, Appurtenances and Instrumentation | Valves and Appurtenances Supply and Installation of following size DI double flanged Gate Valves PN16, including extension spindle and operating nut with protection HDPE pipeline when buried or handwheel when installed in chambers, all complete as specified in document SECTION VI-C: WORKS REQUIREMENTS Clause 4.7.3 and Drawings, and as instructed by the Engineer, with all lead and lift DN 100mm (included Flange Adaptors DI/HDPE and EF Couplers) | Nos | 40
362 | Work No. C3: Supply and Installation of Valves, Appurtenances and Instrumentation | Valves and Appurtenances Supply and Installation of following size DI double flanged Gate Valves PN16, including extension spindle and operating nut with protection HDPE pipeline when buried or handwheel when installed in chambers, all complete as specified in document SECTION VI-C: WORKS REQUIREMENTS Clause 4.7.3 and Drawings, and as instructed by the Engineer, with all lead and lift DN 125mm (included Flange Adaptors DI/HDPE and EF Couplers) | Nos | 68
363 | Work No. C3: Supply and Installation of Valves, Appurtenances and Instrumentation | Valves and Appurtenances Supply and Installation of following size DI double flanged Gate Valves PN16, including extension spindle and operating nut with protection HDPE pipeline when buried or handwheel when installed in chambers, all complete as specified in document SECTION VI-C: WORKS REQUIREMENTS Clause 4.7.3 and Drawings, and as instructed by the Engineer, with all lead and lift DN 150mm (included Flange Adaptors DI/HDPE and EF Couplers) | Nos | 11
364 | Work No. C3: Supply and Installation of Valves, Appurtenances and Instrumentation | Valves and Appurtenances Supply and Installation of following size DI double flanged Gate Valves PN16, including extension spindle and operating nut with protection HDPE pipeline when buried or handwheel when installed in chambers, all complete as specified in document SECTION VI-C: WORKS REQUIREMENTS Clause 4.7.3 and Drawings, and as instructed by the Engineer, with all lead and lift DN 200mm | Nos | 7
365 | Work No. C3: Supply and Installation of Valves, Appurtenances and Instrumentation | Valves and Appurtenances Supply and Installation of following size DI double flanged Gate Valves PN16, including extension spindle and operating nut with protection HDPE pipeline when buried or handwheel when installed in chambers, all complete as specified in document SECTION VI-C: WORKS REQUIREMENTS Clause 4.7.3 and Drawings, and as instructed by the Engineer, with all lead and lift DN 250mm | Nos | 3
366 | Work No. C3: Supply and Installation of Valves, Appurtenances and Instrumentation | Valves and Appurtenances Supply and Installation of following size DI double flanged Gate Valves PN16, including extension spindle and operating nut with protection HDPE pipeline when buried or handwheel when installed in chambers, all complete as specified in document SECTION VI-C: WORKS REQUIREMENTS Clause 4.7.3 and Drawings, and as instructed by the Engineer, with all lead and lift DN 300 mm | Nos | 1
367 | Work No. C3: Supply and Installation of Valves, Appurtenances and Instrumentation | Valves and Appurtenances Supply and installation of flanged Double Orifice Air Valves PN16, with a large orifice which allows large volumes of air to be exhausted from or admitted into a system as it is filled or drained, and a smaller orifice which automatically vent small pockets of air as they accumulate at points in a system while is operating and pressurized, all complete as specified in document SECTION VI-C: WORKS REQUIREMENTS Clause 4.7.2 and Drawings, and as instructed by the Engineer, with all lead and lift DN 50mm | Nos | 3
368 | Work No. C3: Supply and Installation of Valves, Appurtenances and Instrumentation | Valves and Appurtenances Supply and installation of flanged Double Orifice Air Valves PN16, with a large orifice which allows large volumes of air to be exhausted from or admitted into a system as it is filled or drained, and a smaller orifice which automatically vent small pockets of air as they accumulate at points in a system while is operating and pressurized, all complete as specified in document SECTION VI-C: WORKS REQUIREMENTS Clause 4.7.2 and Drawings, and as instructed by the Engineer, with all lead and lift DN 80mm | Nos | 6
369 | Work No. C3: Supply and Installation of Valves, Appurtenances and Instrumentation | Valves and Appurtenances Supply and installation of flanged Double Orifice Air Valves PN16, with a large orifice which allows large volumes of air to be exhausted from or admitted into a system as it is filled or drained, and a smaller orifice which automatically vent small pockets of air as they accumulate at points in a system while is operating and pressurized, all complete as specified in document SECTION VI-C: WORKS REQUIREMENTS Clause 4.7.2 and Drawings, and as instructed by the Engineer, with all lead and lift DN 100mm | Nos | 8
370 | Work No. C3: Supply and Installation of Valves, Appurtenances and Instrumentation | Valves and Appurtenances Supply and installation of DI Flap Valve Flange mounted PN16 for Wash-outs, circular aperture, single door and double hinges, hinge pins SS 316, all complete as specified in document SECTION VI-C: WORKS REQUIREMENTS Clause 4.7.10 and Drawings, and as instructed by the Engineer, with all lead and lift DN 50mm | Nos | 13
371 | Work No. C3: Supply and Installation of Valves, Appurtenances and Instrumentation | Valves and Appurtenances Supply and installation of DI Flap Valve Flange mounted PN16 for Wash-outs, circular aperture, single door and double hinges, hinge pins SS 316, all complete as specified in document SECTION VI-C: WORKS REQUIREMENTS Clause 4.7.10 and Drawings, and as instructed by the Engineer, with all lead and lift DN 80mm | Nos | 1
372 | Work No. C3: Supply and Installation of Valves, Appurtenances and Instrumentation | Valves and Appurtenances Supply and installation of DI Flap Valve Flange mounted PN16 for Wash-outs, circular aperture, single door and double hinges, hinge pins SS 316, all complete as specified in document SECTION VI-C: WORKS REQUIREMENTS Clause 4.7.10 and Drawings, and as instructed by the Engineer, with all lead and lift DN 100mm | Nos | 5
373 | Work No. C3: Supply and Installation of Valves, Appurtenances and Instrumentation | Valves and Appurtenances Supply and installation of DI Flap Valve Flange mounted PN16 for Wash-outs, circular aperture, single door and double hinges, hinge pins SS 316, all complete as specified in document SECTION VI-C: WORKS REQUIREMENTS Clause 4.7.10 and Drawings, and as instructed by the Engineer, with all lead and lift DN 150mm | Nos | 4
374 | Work No. C3: Supply and Installation of Valves, Appurtenances and Instrumentation | Valves and Appurtenances Supply and installation of Fire Hydrant stand post (column) type with all necessary accessories (nozzles, caps, erc.), all complete as specified in document SECTION VI-C: WORKS REQUIREMENTS Clause 4.13 and Drawings, and as instructed by the Engineer, with all lead and lift DN 50mm | Nos | 32
375 | Work No. C3: Supply and Installation of Valves, Appurtenances and Instrumentation | Valves and Appurtenances Supply and installation of Fire Hydrant stand post (column) type with all necessary accessories (nozzles, caps, erc.), all complete as specified in document SECTION VI-C: WORKS REQUIREMENTS Clause 4.13 and Drawings, and as instructed by the Engineer, with all lead and lift DN 80mm | Nos | 50
376 | Work No. C3: Supply and Installation of Valves, Appurtenances and Instrumentation | Valves and Appurtenances Supply and installation of Hydrant Underground type, with all necessary accessories (nozzles, caps, erc.), all complete as specified in document SECTION VI-C: WORKS REQUIREMENTS Clause 4.13 and Drawings, and as instructed by the Engineer, with all lead and lift DN 100mm | Nos | 6
377 | Work No. C3: Supply and Installation of Valves, Appurtenances and Instrumentation | Valves and Appurtenances Supply and installation of double flanged Electro-magnetic DMA bulk flow meters PN16 complying with ISO 4064 and OIML R49 Class 1, including IP68 transmitter with cable for remote wall mounting installation in OMU chamber, communication module, 5-year battery, all complete as specified in document SECTION VI-C: WORKS REQUIREMENTS Clause 4.7.3 and Drawings, and as instructed by the Engineer, with all lead and lift DN 250mm | Nos | 1
378 | Work No. C3: Supply and Installation of Valves, Appurtenances and Instrumentation | Valves and Appurtenances Supply and installation of double flanged Electro-magnetic DMA bulk flow meters PN16 complying with ISO 4064 and OIML R49 Class 1, including IP68 transmitter with cable for remote wall mounting installation in OMU chamber, communication module, 5-year battery, all complete as specified in document SECTION VI-C: WORKS REQUIREMENTS Clause 4.7.3 and Drawings, and as instructed by the Engineer, with all lead and lift DN 200mm | Nos | 9
379 | Work No. C3: Supply and Installation of Valves, Appurtenances and Instrumentation | Valves and Appurtenances Supply and installation of double flanged Electro-magnetic DMA bulk flow meters PN16 complying with ISO 4064 and OIML R49 Class 1, including IP68 transmitter with cable for remote wall mounting installation in OMU chamber, communication module, 5-year battery, all complete as specified in document SECTION VI-C: WORKS REQUIREMENTS Clause 4.7.3 and Drawings, and as instructed by the Engineer, with all lead and lift DN 150mm | Nos | 1
380 | Work No. C3: Supply and Installation of Valves, Appurtenances and Instrumentation | Valves and Appurtenances Supply and installation of double flanged DI Strainer basket type PN16, installed in OMUs and DMAs Bulk Flow meters chambers, all complete as specified in document SECTION VI-C: WORKS REQUIREMENTS Clause 6.2 and Drawings, and as instructed by the Engineer, with all lead and lift DN 200 | Nos | 5
381 | Work No. C3: Supply and Installation of Valves, Appurtenances and Instrumentation | Valves and Appurtenances Supply and installation of double flanged DI Strainer basket type PN16, installed in OMUs and DMAs Bulk Flow meters chambers, all complete as specified in document SECTION VI-C: WORKS REQUIREMENTS Clause 6.2 and Drawings, and as instructed by the Engineer, with all lead and lift DN 250 | Nos | 1
382 | Work No. C3: Supply and Installation of Valves, Appurtenances and Instrumentation | Valves and Appurtenances Supply and installation of double flanged DI Strainer basket type PN16, installed in OMUs and DMAs Bulk Flow meters chambers, all complete as specified in document SECTION VI-C: WORKS REQUIREMENTS Clause 6.2 and Drawings, and as instructed by the Engineer, with all lead and lift DN 300 | Nos | 1
383 | Work No. C3: Supply and Installation of Valves, Appurtenances and Instrumentation | Valves and Appurtenances Supply and installation of double flanged Control Valve PN16 in OMUs, with hydraulic two pilots (pressure sustaining upstream and pressure reducing downstream), commanded by actuators compatible with the SCADA System, including inlet and outlet pressure sensors, V-Port Throttling Plug for low flow stability, conduits, mechanisms and accessories, all complete as specified in document SECTION VI-C: WORKS REQUIREMENTS Clause 6.1 and Drawings, and as instructed by the Engineer, with all lead and lift DN 300 | Nos | 1
384 | Work No. C3: Supply and Installation of Valves, Appurtenances and Instrumentation | Valves and Appurtenances Supply and installation of double flanged Control Valve PN16 in OMUs, with hydraulic two pilots (pressure sustaining upstream and pressure reducing downstream), commanded by actuators compatible with the SCADA System, including inlet and outlet pressure sensors, V-Port Throttling Plug for low flow stability, conduits, mechanisms and accessories, all complete as specified in document SECTION VI-C: WORKS REQUIREMENTS Clause 6.1 and Drawings, and as instructed by the Engineer, with all lead and lift DN 250 | Nos | 1
385 | Work No. C3: Supply and Installation of Valves, Appurtenances and Instrumentation | Valves and Appurtenances Supply and installation of double flanged Control Valve PN16 in OMUs, with hydraulic two pilots (pressure sustaining upstream and pressure reducing downstream), commanded by actuators compatible with the SCADA System, including inlet and outlet pressure sensors, V-Port Throttling Plug for low flow stability, conduits, mechanisms and accessories, all complete as specified in document SECTION VI-C: WORKS REQUIREMENTS Clause 6.1 and Drawings, and as instructed by the Engineer, with all lead and lift DN 200 | Nos | 5
386 | Work No. C3: Supply and Installation of Valves, Appurtenances and Instrumentation | Instrumentation Supply and Installation of Ultrasonic water level indicator ( existing Mahankal SRTs ) of 24/v; D=0.46 m; H= 5m to 10 m with water level transmitter including minimum 80 m length of wire as specified in document SECTION VI-C: WORKS REQUIREMENTS and Drawings, and as instructed by the Engineer, with all lead and lift | set | 2
387 | Work No. C3: Supply and Installation of Valves, Appurtenances and Instrumentation | Instrumentation Supply and installation of Datalogger with built-in Pressure Sensor/Transducer, including wireless communication with SCADA System, for pressure test points in all DMAs, located at the inlet point and also at critical pressure points (highest elevation, lowest elevation, furthest from inlet), including all necessary accessories and auxiliary pipe from water pipeline to the location of the device at high section of the chamber, all complete, as specified in document SECTION VI-C: WORKS REQUIREMENTS Clause 4.14.1 and Drawings, and as instructed by the Engineer, with all lead and lift | Nos | 36
388 | Work No. C3: Supply and Installation of Valves, Appurtenances and Instrumentation | Instrumentation Supply and installation of Datalogger for Electro-magnetic DMA bulk flow meters, located at the DMA inlet, including wireless communication with SCADA System, all necessary accessories and auxiliary connection to the location of the device at high section of the chamber, all complete, as specified in document SECTION VI-C: WORKS REQUIREMENTS Clause 4.14.2 and Drawings, and as instructed by the Engineer, with all lead and lift | Nos | 9
389 | Work No. C3: Supply and Installation of Valves, Appurtenances and Instrumentation | Instrumentation Supply and Installation of Autonomous Power Supply System for OMUs , including Solar Photovoltaic Modules, Charge Controller, Inverter, Batteries, Mounting Frame, Earthing and Grounding, Interconnection of PV to Control Panel, and Electrical Enclosure, Civil, Mechanical and Electrical Works needed, all complete as specified in document SECTION VI-C: WORKS REQUIREMENTS Clause 6.5 and Drawings, and as instructed by the Engineer, with all lead and lift | Nos | 7
390 | Work No. C3: Supply and Installation of Valves, Appurtenances and Instrumentation | Instrumentation Supply and Installation of OMU Control System including Remote Terminal Unit RTU, Modular Distributed Input-Output, Radio and Wireless Network Modem Communications, Control Panel and connections, Civil, Mechanical and Electrical Works needed, all complete as specified in document SECTION VI-C: WORKS REQUIREMENTS Clause 6.6.3 and Drawings, and as instructed by the Engineer, with all lead and lift | Nos | 7
391 | Work No. C3: Supply and Installation of Valves, Appurtenances and Instrumentation | Instrumentation Integration of SCADA system to existing system for all complete as specified in document SECTION VI-C-C: WORKS REQUIREMENTS Clause 6 and Drawings, and as instructed by the Engineer. | Lot | 1
392 | Work No. C4: Supply and Installation of Service Connections | Supply and Installation of HDPE PE100 PN16 Electro-fusion Tapping Saddle Tee with Under-clamp with all needed electrofusion couplers to be connected to the pipelines, for connect service connections to distribution pipelines (first diameter pipeline to connect, second diameter offtake connection), including storing properly, loading at store, delivery to site, unload, distribute, multiple handling, jointing, detectable warning tape at specified levels, all complete as specified in document SECTION VI-C: WORKS REQUIREMENTS Clause 4.9 and Drawings, and as instructed by the Engineer, with all lead and lift. DN 75/90/110 mm to 15 mm | Nos. | 9015
393 | Work No. C4: Supply and Installation of Service Connections | Supply and Installation of HDPE PE100 PN16 Electro-fusion Tapping Saddle Tee with Under-clamp with all needed electrofusion couplers to be connected to the pipelines, for connect service connections to distribution pipelines (first diameter pipeline to connect, second diameter offtake connection), including storing properly, loading at store, delivery to site, unload, distribute, multiple handling, jointing, detectable warning tape at specified levels, all complete as specified in document SECTION VI-C: WORKS REQUIREMENTS Clause 4.9 and Drawings, and as instructed by the Engineer, with all lead and lift. DN 75/90/110 mm to 20 mm | Nos. | 502
394 | Work No. C4: Supply and Installation of Service Connections | Supply and Installation of HDPE PE100 PN16 Electro-fusion Tapping Saddle Tee with Under-clamp with all needed electrofusion couplers to be connected to the pipelines, for connect service connections to distribution pipelines (first diameter pipeline to connect, second diameter offtake connection), including storing properly, loading at store, delivery to site, unload, distribute, multiple handling, jointing, detectable warning tape at specified levels, all complete as specified in document SECTION VI-C: WORKS REQUIREMENTS Clause 4.9 and Drawings, and as instructed by the Engineer, with all lead and lift. DN 75/90/110 mm to 25 mm | Nos. | 304
395 | Work No. C4: Supply and Installation of Service Connections | Supply and Installation of HDPE PE100 PN16 Electro-fusion Tapping Saddle Tee with Under-clamp with all needed electrofusion couplers to be connected to the pipelines, for connect service connections to distribution pipelines (first diameter pipeline to connect, second diameter offtake connection), including storing properly, loading at store, delivery to site, unload, distribute, multiple handling, jointing, detectable warning tape at specified levels, all complete as specified in document SECTION VI-C: WORKS REQUIREMENTS Clause 4.9 and Drawings, and as instructed by the Engineer, with all lead and lift. DN 75/90/110 mm to 32 mm | Nos. | 153
396 | Work No. C4: Supply and Installation of Service Connections | Supply and Installation of HDPE PE100 PN16 Electro-fusion Tapping Saddle Tee with Under-clamp with all needed electrofusion couplers to be connected to the pipelines, for connect service connections to distribution pipelines (first diameter pipeline to connect, second diameter offtake connection), including storing properly, loading at store, delivery to site, unload, distribute, multiple handling, jointing, detectable warning tape at specified levels, all complete as specified in document SECTION VI-C: WORKS REQUIREMENTS Clause 4.9 and Drawings, and as instructed by the Engineer, with all lead and lift. DN 75/90/110 mm to 40 mm | Nos. | 59
397 | Work No. C4: Supply and Installation of Service Connections | Supply and Installation of HDPE PE100 PN16 Electro-fusion Tapping Saddle Tee with Under-clamp with all needed electrofusion couplers to be connected to the pipelines, for connect service connections to distribution pipelines (first diameter pipeline to connect, second diameter offtake connection), including storing properly, loading at store, delivery to site, unload, distribute, multiple handling, jointing, detectable warning tape at specified levels, all complete as specified in document SECTION VI-C: WORKS REQUIREMENTS Clause 4.9 and Drawings, and as instructed by the Engineer, with all lead and lift. DN 125/140/160 mm to 15 mm | Nos. | 2256
398 | Work No. C4: Supply and Installation of Service Connections | Supply and Installation of HDPE PE100 PN16 Electro-fusion Tapping Saddle Tee with Under-clamp with all needed electrofusion couplers to be connected to the pipelines, for connect service connections to distribution pipelines (first diameter pipeline to connect, second diameter offtake connection), including storing properly, loading at store, delivery to site, unload, distribute, multiple handling, jointing, detectable warning tape at specified levels, all complete as specified in document SECTION VI-C: WORKS REQUIREMENTS Clause 4.9 and Drawings, and as instructed by the Engineer, with all lead and lift. DN 125/140/160 mm to 20 mm | Nos. | 128
399 | Work No. C4: Supply and Installation of Service Connections | Supply and Installation of HDPE PE100 PN16 Electro-fusion Tapping Saddle Tee with Under-clamp with all needed electrofusion couplers to be connected to the pipelines, for connect service connections to distribution pipelines (first diameter pipeline to connect, second diameter offtake connection), including storing properly, loading at store, delivery to site, unload, distribute, multiple handling, jointing, detectable warning tape at specified levels, all complete as specified in document SECTION VI-C: WORKS REQUIREMENTS Clause 4.9 and Drawings, and as instructed by the Engineer, with all lead and lift. DN 125/140/160 mm to 25 mm | Nos. | 79
400 | Work No. C4: Supply and Installation of Service Connections | Supply and Installation of HDPE PE100 PN16 Electro-fusion Tapping Saddle Tee with Under-clamp with all needed electrofusion couplers to be connected to the pipelines, for connect service connections to distribution pipelines (first diameter pipeline to connect, second diameter offtake connection), including storing properly, loading at store, delivery to site, unload, distribute, multiple handling, jointing, detectable warning tape at specified levels, all complete as specified in document SECTION VI-C: WORKS REQUIREMENTS Clause 4.9 and Drawings, and as instructed by the Engineer, with all lead and lift. DN 125/140/160 mm to 32 mm | Nos. | 42
401 | Work No. C4: Supply and Installation of Service Connections | Supply and Installation of HDPE PE100 PN16 Electro-fusion Tapping Saddle Tee with Under-clamp with all needed electrofusion couplers to be connected to the pipelines, for connect service connections to distribution pipelines (first diameter pipeline to connect, second diameter offtake connection), including storing properly, loading at store, delivery to site, unload, distribute, multiple handling, jointing, detectable warning tape at specified levels, all complete as specified in document SECTION VI-C: WORKS REQUIREMENTS Clause 4.9 and Drawings, and as instructed by the Engineer, with all lead and lift. DN 125/140/160 mm to 40 mm | Nos. | 17
402 | Work No. C4: Supply and Installation of Service Connections | Supply and Installation of all HDPE PE100 PN16 pipes, fittings, specials & accessories Service Connection Section from Tapping Saddle to Property Boundary, including temporary end cap, all complete as specified in document SECTION VI-C: WORKS REQUIREMENTS Clause 4.9 and Drawings, and as instructed by the Engineer, with all lead and lift, for the following water meter diameters: 15 mm dia | Nos. | 11265
403 | Work No. C4: Supply and Installation of Service Connections | Supply and Installation of all HDPE PE100 PN16 pipes, fittings, specials & accessories Service Connection Section from Tapping Saddle to Property Boundary, including temporary end cap, all complete as specified in document SECTION VI-C: WORKS REQUIREMENTS Clause 4.9 and Drawings, and as instructed by the Engineer, with all lead and lift, for the following water meter diameters: 20 mm dia | Nos. | 624
404 | Work No. C4: Supply and Installation of Service Connections | Supply and Installation of all HDPE PE100 PN16 pipes, fittings, specials & accessories Service Connection Section from Tapping Saddle to Property Boundary, including temporary end cap, all complete as specified in document SECTION VI-C: WORKS REQUIREMENTS Clause 4.9 and Drawings, and as instructed by the Engineer, with all lead and lift, for the following water meter diameters: 25 mm dia | Nos. | 375
405 | Work No. C4: Supply and Installation of Service Connections | Supply and Installation of all HDPE PE100 PN16 pipes, fittings, specials & accessories Service Connection Section from Tapping Saddle to Property Boundary, including temporary end cap, all complete as specified in document SECTION VI-C: WORKS REQUIREMENTS Clause 4.9 and Drawings, and as instructed by the Engineer, with all lead and lift, for the following water meter diameters: 32 mm dia | Nos. | 187
406 | Work No. C4: Supply and Installation of Service Connections | Supply and Installation of all HDPE PE100 PN16 pipes, fittings, specials & accessories Service Connection Section from Tapping Saddle to Property Boundary, including temporary end cap, all complete as specified in document SECTION VI-C: WORKS REQUIREMENTS Clause 4.9 and Drawings, and as instructed by the Engineer, with all lead and lift, for the following water meter diameters: 40 mm dia | Nos. | 68
407 | Work No. C4: Supply and Installation of Service Connections | Supply and Installation of Service Connection Section from Property Boundary to water meter outlet brass non return valve, including all GI pipes, fittings (SS Compression fitting HDPE/GI, GI nipple, elbow etc), valves (Globe Valve, Non return valve), Revenue Water Meter etc., including crossing property boundary of any kind (demolition and reconstruction after crossing), including concrete encasement if needed, all complete as specified in document SECTION VI-C: WORKS REQUIREMENTS Clause 4.9 and Drawings, and as instructed by the Engineer, with all lead and lift, for the following water meter diameters: 15 mm dia | Nos. | 11265
408 | Work No. C4: Supply and Installation of Service Connections | Supply and Installation of Service Connection Section from Property Boundary to water meter outlet brass non return valve, including all GI pipes, fittings (SS Compression fitting HDPE/GI, GI nipple, elbow etc), valves (Globe Valve, Non return valve), Revenue Water Meter etc., including crossing property boundary of any kind (demolition and reconstruction after crossing), including concrete encasement if needed, all complete as specified in document SECTION VI-C: WORKS REQUIREMENTS Clause 4.9 and Drawings, and as instructed by the Engineer, with all lead and lift, for the following water meter diameters: 20 mm dia | Nos. | 624
409 | Work No. C4: Supply and Installation of Service Connections | Supply and Installation of Service Connection Section from Property Boundary to water meter outlet brass non return valve, including all GI pipes, fittings (SS Compression fitting HDPE/GI, GI nipple, elbow etc), valves (Globe Valve, Non return valve), Revenue Water Meter etc., including crossing property boundary of any kind (demolition and reconstruction after crossing), including concrete encasement if needed, all complete as specified in document SECTION VI-C: WORKS REQUIREMENTS Clause 4.9 and Drawings, and as instructed by the Engineer, with all lead and lift, for the following water meter diameters: 25 mm dia | Nos. | 375
410 | Work No. C4: Supply and Installation of Service Connections | Supply and Installation of Service Connection Section from Property Boundary to water meter outlet brass non return valve, including all GI pipes, fittings (SS Compression fitting HDPE/GI, GI nipple, elbow etc), valves (Globe Valve, Non return valve), Revenue Water Meter etc., including crossing property boundary of any kind (demolition and reconstruction after crossing), including concrete encasement if needed, all complete as specified in document SECTION VI-C: WORKS REQUIREMENTS Clause 4.9 and Drawings, and as instructed by the Engineer, with all lead and lift, for the following water meter diameters: 32 mm dia | Nos. | 187
411 | Work No. C4: Supply and Installation of Service Connections | Supply and Installation of Service Connection Section from Property Boundary to water meter outlet brass non return valve, including all GI pipes, fittings (SS Compression fitting HDPE/GI, GI nipple, elbow etc), valves (Globe Valve, Non return valve), Revenue Water Meter etc., including crossing property boundary of any kind (demolition and reconstruction after crossing), including concrete encasement if needed, all complete as specified in document SECTION VI-C: WORKS REQUIREMENTS Clause 4.9 and Drawings, and as instructed by the Engineer, with all lead and lift, for the following water meter diameters: 40 mm dia | Nos. | 68
412 | Work No. C5: Testing and Disinfection Work | Successful Hydraulic Sectional Pressure and/or Leakage Test of Primary Pipelines, in completed installed stretches, including supply of potable water, all labor, materials and equipment, safe disposal of water and sealing the pipe ends after the test, all complete work, as per SECTION VI-C: WORKS REQUIREMENTS Clause 3.3 and engineer's instructions, of following Pipe Size: DN 500mm | m | 5241
413 | Work No. C5: Testing and Disinfection Work | Successful Hydraulic Sectional Pressure and/or Leakage Test of Primary Pipelines, in completed installed stretches, including supply of potable water, all labor, materials and equipment, safe disposal of water and sealing the pipe ends after the test, all complete work, as per SECTION VI-C: WORKS REQUIREMENTS Clause 3.3 and engineer's instructions, of following Pipe Size: DN 400mm | m | 3688
414 | Work No. C5: Testing and Disinfection Work | Successful Hydraulic Sectional Pressure and/or Leakage Test of Primary Pipelines, in completed installed stretches, including supply of potable water, all labor, materials and equipment, safe disposal of water and sealing the pipe ends after the test, all complete work, as per SECTION VI-C: WORKS REQUIREMENTS Clause 3.3 and engineer's instructions, of following Pipe Size: DN 350mm | m | 476
415 | Work No. C5: Testing and Disinfection Work | Successful Hydraulic Sectional Pressure and/or Leakage Test of Primary Pipelines, in completed installed stretches, including supply of potable water, all labor, materials and equipment, safe disposal of water and sealing the pipe ends after the test, all complete work, as per SECTION VI-C: WORKS REQUIREMENTS Clause 3.3 and engineer's instructions, of following Pipe Size: DN 300mm | m | 90
416 | Work No. C5: Testing and Disinfection Work | Cleaning, Flushing and Disinfection of completed installed stretches of Primary Pipelines, including supply of potable water, all labor, materials and equipment, and safe disposal of water after test, all complete work, as per SECTION VI-C: WORKS REQUIREMENTS Clause 3.2.5.13 and engineer's instructions, of following Pipe Size: DN 500mm | m | 5241
417 | Work No. C5: Testing and Disinfection Work | Cleaning, Flushing and Disinfection of completed installed stretches of Primary Pipelines, including supply of potable water, all labor, materials and equipment, and safe disposal of water after test, all complete work, as per SECTION VI-C: WORKS REQUIREMENTS Clause 3.2.5.13 and engineer's instructions, of following Pipe Size: DN 400mm | m | 3688
418 | Work No. C5: Testing and Disinfection Work | Cleaning, Flushing and Disinfection of completed installed stretches of Primary Pipelines, including supply of potable water, all labor, materials and equipment, and safe disposal of water after test, all complete work, as per SECTION VI-C: WORKS REQUIREMENTS Clause 3.2.5.13 and engineer's instructions, of following Pipe Size: DN 350mm | m | 476
419 | Work No. C5: Testing and Disinfection Work | Cleaning, Flushing and Disinfection of completed installed stretches of Primary Pipelines, including supply of potable water, all labor, materials and equipment, and safe disposal of water after test, all complete work, as per SECTION VI-C: WORKS REQUIREMENTS Clause 3.2.5.13 and engineer's instructions, of following Pipe Size: DN 300mm | m | 90
420 | Work No. C5: Testing and Disinfection Work | Cleaning and Flushing of completed installed stretches of Distribution Pipelines, including supply of potable water, all labor, materials and equipment, and safe disposal of water after test, all complete work, as per SECTION VI-C: WORKS REQUIREMENTS Clause 3.4 and engineer's instructions, of following Pipe Size: DN 315mm | m | 1839
421 | Work No. C5: Testing and Disinfection Work | Cleaning and Flushing of completed installed stretches of Distribution Pipelines, including supply of potable water, all labor, materials and equipment, and safe disposal of water after test, all complete work, as per SECTION VI-C: WORKS REQUIREMENTS Clause 3.4 and engineer's instructions, of following Pipe Size: DN 280mm | m | 955
422 | Work No. C5: Testing and Disinfection Work | Cleaning and Flushing of completed installed stretches of Distribution Pipelines, including supply of potable water, all labor, materials and equipment, and safe disposal of water after test, all complete work, as per SECTION VI-C: WORKS REQUIREMENTS Clause 3.4 and engineer's instructions, of following Pipe Size: DN 250mm | m | 713
423 | Work No. C5: Testing and Disinfection Work | Cleaning and Flushing of completed installed stretches of Distribution Pipelines, including supply of potable water, all labor, materials and equipment, and safe disposal of water after test, all complete work, as per SECTION VI-C: WORKS REQUIREMENTS Clause 3.4 and engineer's instructions, of following Pipe Size: DN 200mm | m | 1378
424 | Work No. C5: Testing and Disinfection Work | Cleaning and Flushing of completed installed stretches of Distribution Pipelines, including supply of potable water, all labor, materials and equipment, and safe disposal of water after test, all complete work, as per SECTION VI-C: WORKS REQUIREMENTS Clause 3.4 and engineer's instructions, of following Pipe Size: DN 180mm | m | 851
425 | Work No. C5: Testing and Disinfection Work | Cleaning and Flushing of completed installed stretches of Distribution Pipelines, including supply of potable water, all labor, materials and equipment, and safe disposal of water after test, all complete work, as per SECTION VI-C: WORKS REQUIREMENTS Clause 3.4 and engineer's instructions, of following Pipe Size: DN 160mm | m | 4095
426 | Work No. C5: Testing and Disinfection Work | Cleaning and Flushing of completed installed stretches of Distribution Pipelines, including supply of potable water, all labor, materials and equipment, and safe disposal of water after test, all complete work, as per SECTION VI-C: WORKS REQUIREMENTS Clause 3.4 and engineer's instructions, of following Pipe Size: DN 140 mm | m | 14551
427 | Work No. C5: Testing and Disinfection Work | Cleaning and Flushing of completed installed stretches of Distribution Pipelines, including supply of potable water, all labor, materials and equipment, and safe disposal of water after test, all complete work, as per SECTION VI-C: WORKS REQUIREMENTS Clause 3.4 and engineer's instructions, of following Pipe Size: DN 125mm | m | 6157
428 | Work No. C5: Testing and Disinfection Work | Cleaning and Flushing of completed installed stretches of Distribution Pipelines, including supply of potable water, all labor, materials and equipment, and safe disposal of water after test, all complete work, as per SECTION VI-C: WORKS REQUIREMENTS Clause 3.4 and engineer's instructions, of following Pipe Size: DN 110mm | m | 5612
429 | Work No. C5: Testing and Disinfection Work | Cleaning and Flushing of completed installed stretches of Distribution Pipelines, including supply of potable water, all labor, materials and equipment, and safe disposal of water after test, all complete work, as per SECTION VI-C: WORKS REQUIREMENTS Clause 3.4 and engineer's instructions, of following Pipe Size: DN 90mm | m | 46767
430 | Work No. C5: Testing and Disinfection Work | Cleaning and Flushing of completed installed stretches of Distribution Pipelines, including supply of potable water, all labor, materials and equipment, and safe disposal of water after test, all complete work, as per SECTION VI-C: WORKS REQUIREMENTS Clause 3.4 and engineer's instructions, of following Pipe Size: DN 75mm | m | 33466
431 | Work No. C5: Testing and Disinfection Work | Successful Functional Guarantee Tests of each DMA Distribution Network for final taking-over, with DMA Full Hydraulic Leakage and Disinfection Test for 24 hours, including all labor, materials and equipment, customer communication campaign, disinfection procedure with chlorine and disinfection equipment, leakage testing with installed pressure points and inlet flow meter with dataloggers, safe disposal of water, testing and final reporting, as specified in SECTION VI-C: WORKS REQUIREMENTS Clause 3.5 and as instructed by the Engineer DMA 1 pepsi | LS | 1
432 | Work No. C5: Testing and Disinfection Work | Successful Functional Guarantee Tests of each DMA Distribution Network for final taking-over, with DMA Full Hydraulic Leakage and Disinfection Test for 24 hours, including all labor, materials and equipment, customer communication campaign, disinfection procedure with chlorine and disinfection equipment, leakage testing with installed pressure points and inlet flow meter with dataloggers, safe disposal of water, testing and final reporting, as specified in SECTION VI-C: WORKS REQUIREMENTS Clause 3.5 and as instructed by the Engineer DMA 2 pepsi | LS | 1
433 | Work No. C5: Testing and Disinfection Work | Successful Functional Guarantee Tests of each DMA Distribution Network for final taking-over, with DMA Full Hydraulic Leakage and Disinfection Test for 24 hours, including all labor, materials and equipment, customer communication campaign, disinfection procedure with chlorine and disinfection equipment, leakage testing with installed pressure points and inlet flow meter with dataloggers, safe disposal of water, testing and final reporting, as specified in SECTION VI-C: WORKS REQUIREMENTS Clause 3.5 and as instructed by the Engineer DMA 3 pepsi | LS | 1
434 | Work No. C5: Testing and Disinfection Work | Successful Functional Guarantee Tests of each DMA Distribution Network for final taking-over, with DMA Full Hydraulic Leakage and Disinfection Test for 24 hours, including all labor, materials and equipment, customer communication campaign, disinfection procedure with chlorine and disinfection equipment, leakage testing with installed pressure points and inlet flow meter with dataloggers, safe disposal of water, testing and final reporting, as specified in SECTION VI-C: WORKS REQUIREMENTS Clause 3.5 and as instructed by the Engineer DMA 4 pepsi | LS | 1
435 | Work No. C5: Testing and Disinfection Work | Successful Functional Guarantee Tests of each DMA Distribution Network for final taking-over, with DMA Full Hydraulic Leakage and Disinfection Test for 24 hours, including all labor, materials and equipment, customer communication campaign, disinfection procedure with chlorine and disinfection equipment, leakage testing with installed pressure points and inlet flow meter with dataloggers, safe disposal of water, testing and final reporting, as specified in SECTION VI-C: WORKS REQUIREMENTS Clause 3.5 and as instructed by the Engineer DMA 1 Jorpati South | LS | 1
436 | Work No. C5: Testing and Disinfection Work | Successful Functional Guarantee Tests of each DMA Distribution Network for final taking-over, with DMA Full Hydraulic Leakage and Disinfection Test for 24 hours, including all labor, materials and equipment, customer communication campaign, disinfection procedure with chlorine and disinfection equipment, leakage testing with installed pressure points and inlet flow meter with dataloggers, safe disposal of water, testing and final reporting, as specified in SECTION VI-C: WORKS REQUIREMENTS Clause 3.5 and as instructed by the Engineer DMA 2 Jorpati South | LS | 1
437 | Work No. C5: Testing and Disinfection Work | Successful Functional Guarantee Tests of each DMA Distribution Network for final taking-over, with DMA Full Hydraulic Leakage and Disinfection Test for 24 hours, including all labor, materials and equipment, customer communication campaign, disinfection procedure with chlorine and disinfection equipment, leakage testing with installed pressure points and inlet flow meter with dataloggers, safe disposal of water, testing and final reporting, as specified in SECTION VI-C: WORKS REQUIREMENTS Clause 3.5 and as instructed by the Engineer DMA 3 Jorpati South | LS | 1
438 | Work No. C5: Testing and Disinfection Work | Successful Functional Guarantee Tests of each DMA Distribution Network for final taking-over, with DMA Full Hydraulic Leakage and Disinfection Test for 24 hours, including all labor, materials and equipment, customer communication campaign, disinfection procedure with chlorine and disinfection equipment, leakage testing with installed pressure points and inlet flow meter with dataloggers, safe disposal of water, testing and final reporting, as specified in SECTION VI-C: WORKS REQUIREMENTS Clause 3.5 and as instructed by the Engineer DMA 4 Jorpati South | LS | 1
439 | Work No. C5: Testing and Disinfection Work | Successful Functional Guarantee Tests of each DMA Distribution Network for final taking-over, with DMA Full Hydraulic Leakage and Disinfection Test for 24 hours, including all labor, materials and equipment, customer communication campaign, disinfection procedure with chlorine and disinfection equipment, leakage testing with installed pressure points and inlet flow meter with dataloggers, safe disposal of water, testing and final reporting, as specified in SECTION VI-C: WORKS REQUIREMENTS Clause 3.5 and as instructed by the Engineer DMA 5 Jorpati South | LS | 1
440 | Work No. D1: Supply of Fittings for Stabilization Period | DI PIPELINES FITTINGS Supply and Installation of DI Fittings (PN16), including all accessories, outside coating and inside lining as per technical specifications, including storing properly, loading at store, delivery to site, unload, distribute, multiple handling, cutting and preparing ends, jointing, PE sleeving with seal tape, non detectable warning tape at specified levels, all complete as specified in document SECTION VI-C: WORKS REQUIREMENTS Clause 4.4 and Drawings, and as instructed by the Engineer, with all lead and lift. DI Double Socket Restrained Bend of 90 deg. DN 400 | Nos | 1
441 | Work No. D1: Supply of Fittings for Stabilization Period | DI PIPELINES FITTINGS Supply and Installation of DI Fittings (PN16), including all accessories, outside coating and inside lining as per technical specifications, including storing properly, loading at store, delivery to site, unload, distribute, multiple handling, cutting and preparing ends, jointing, PE sleeving with seal tape, non detectable warning tape at specified levels, all complete as specified in document SECTION VI-C: WORKS REQUIREMENTS Clause 4.4 and Drawings, and as instructed by the Engineer, with all lead and lift. DI Double Socket Restrained Bend of 45 deg. DN 350 | Nos | 1
442 | Work No. D1: Supply of Fittings for Stabilization Period | DI PIPELINES FITTINGS Supply and Installation of DI Fittings (PN16), including all accessories, outside coating and inside lining as per technical specifications, including storing properly, loading at store, delivery to site, unload, distribute, multiple handling, cutting and preparing ends, jointing, PE sleeving with seal tape, non detectable warning tape at specified levels, all complete as specified in document SECTION VI-C: WORKS REQUIREMENTS Clause 4.4 and Drawings, and as instructed by the Engineer, with all lead and lift. DI Double Socket Restrained Bend of 45 deg. DN 400 | Nos | 3
443 | Work No. D1: Supply of Fittings for Stabilization Period | DI PIPELINES FITTINGS Supply and Installation of DI Fittings (PN16), including all accessories, outside coating and inside lining as per technical specifications, including storing properly, loading at store, delivery to site, unload, distribute, multiple handling, cutting and preparing ends, jointing, PE sleeving with seal tape, non detectable warning tape at specified levels, all complete as specified in document SECTION VI-C: WORKS REQUIREMENTS Clause 4.4 and Drawings, and as instructed by the Engineer, with all lead and lift. DI Double Socket Restrained Bend of 22.5 deg. DN 400 | Nos | 2
444 | Work No. D1: Supply of Fittings for Stabilization Period | DI PIPELINES FITTINGS Supply and Installation of DI Fittings (PN16), including all accessories, outside coating and inside lining as per technical specifications, including storing properly, loading at store, delivery to site, unload, distribute, multiple handling, cutting and preparing ends, jointing, PE sleeving with seal tape, non detectable warning tape at specified levels, all complete as specified in document SECTION VI-C: WORKS REQUIREMENTS Clause 4.4 and Drawings, and as instructed by the Engineer, with all lead and lift. DI Double Socket Restrained Bend of 11.25 deg. DN 350 | Nos | 1
445 | Work No. D1: Supply of Fittings for Stabilization Period | DI PIPELINES FITTINGS Supply and Installation of DI Fittings (PN16), including all accessories, outside coating and inside lining as per technical specifications, including storing properly, loading at store, delivery to site, unload, distribute, multiple handling, cutting and preparing ends, jointing, PE sleeving with seal tape, non detectable warning tape at specified levels, all complete as specified in document SECTION VI-C: WORKS REQUIREMENTS Clause 4.4 and Drawings, and as instructed by the Engineer, with all lead and lift. DI Double Socket Restrained Bend of 11.25 deg. DN 400 | Nos | 1
446 | Work No. D1: Supply of Fittings for Stabilization Period | DI PIPELINES FITTINGS Supply and Installation of DI Fittings (PN16), including all accessories, outside coating and inside lining as per technical specifications, including storing properly, loading at store, delivery to site, unload, distribute, multiple handling, cutting and preparing ends, jointing, PE sleeving with seal tape, non detectable warning tape at specified levels, all complete as specified in document SECTION VI-C: WORKS REQUIREMENTS Clause 4.4 and Drawings, and as instructed by the Engineer, with all lead and lift. DI All Socket Restrained Equal Tee (ET) DN 350 | Nos | 2
447 | Work No. D1: Supply of Fittings for Stabilization Period | DI PIPELINES FITTINGS Supply and Installation of DI Fittings (PN16), including all accessories, outside coating and inside lining as per technical specifications, including storing properly, loading at store, delivery to site, unload, distribute, multiple handling, cutting and preparing ends, jointing, PE sleeving with seal tape, non detectable warning tape at specified levels, all complete as specified in document SECTION VI-C: WORKS REQUIREMENTS Clause 4.4 and Drawings, and as instructed by the Engineer, with all lead and lift. DI All Socket Restrained Equal Tee (ET) DN 400 | Nos | 2
448 | Work No. D1: Supply of Fittings for Stabilization Period | DI PIPELINES FITTINGS Supply and Installation of DI Fittings (PN16), including all accessories, outside coating and inside lining as per technical specifications, including storing properly, loading at store, delivery to site, unload, distribute, multiple handling, cutting and preparing ends, jointing, PE sleeving with seal tape, non detectable warning tape at specified levels, all complete as specified in document SECTION VI-C: WORKS REQUIREMENTS Clause 4.4 and Drawings, and as instructed by the Engineer, with all lead and lift. DI All Flange Equal Tee (ET) DN 400 | Nos | 15
449 | Work No. D1: Supply of Fittings for Stabilization Period | DI PIPELINES FITTINGS Supply and Installation of DI Fittings (PN16), including all accessories, outside coating and inside lining as per technical specifications, including storing properly, loading at store, delivery to site, unload, distribute, multiple handling, cutting and preparing ends, jointing, PE sleeving with seal tape, non detectable warning tape at specified levels, all complete as specified in document SECTION VI-C: WORKS REQUIREMENTS Clause 4.4 and Drawings, and as instructed by the Engineer, with all lead and lift. DI Single Flanged Piece (Tail with weld bead) DN 350 | Nos | 1
450 | Work No. D1: Supply of Fittings for Stabilization Period | DI PIPELINES FITTINGS Supply and Installation of DI Fittings (PN16), including all accessories, outside coating and inside lining as per technical specifications, including storing properly, loading at store, delivery to site, unload, distribute, multiple handling, cutting and preparing ends, jointing, PE sleeving with seal tape, non detectable warning tape at specified levels, all complete as specified in document SECTION VI-C: WORKS REQUIREMENTS Clause 4.4 and Drawings, and as instructed by the Engineer, with all lead and lift. DI Single Flanged Piece (Tail with weld bead) DN 400 | Nos | 3
451 | Work No. D1: Supply of Fittings for Stabilization Period | DI PIPELINES FITTINGS Supply and Installation of DI Fittings (PN16), including all accessories, outside coating and inside lining as per technical specifications, including storing properly, loading at store, delivery to site, unload, distribute, multiple handling, cutting and preparing ends, jointing, PE sleeving with seal tape, non detectable warning tape at specified levels, all complete as specified in document SECTION VI-C: WORKS REQUIREMENTS Clause 4.4 and Drawings, and as instructed by the Engineer, with all lead and lift. DI Flanged and Socket (FS) Restrained (socket with double chamber) DN 350 | Nos | 1
452 | Work No. D1: Supply of Fittings for Stabilization Period | DI PIPELINES FITTINGS Supply and Installation of DI Fittings (PN16), including all accessories, outside coating and inside lining as per technical specifications, including storing properly, loading at store, delivery to site, unload, distribute, multiple handling, cutting and preparing ends, jointing, PE sleeving with seal tape, non detectable warning tape at specified levels, all complete as specified in document SECTION VI-C: WORKS REQUIREMENTS Clause 4.4 and Drawings, and as instructed by the Engineer, with all lead and lift. DI Flanged and Socket (FS) Restrained (socket with double chamber) DN 400 | Nos | 6
453 | Work No. D1: Supply of Fittings for Stabilization Period | DI PIPELINES FITTINGS Supply and Installation of DI Fittings (PN16), including all accessories, outside coating and inside lining as per technical specifications, including storing properly, loading at store, delivery to site, unload, distribute, multiple handling, cutting and preparing ends, jointing, PE sleeving with seal tape, non detectable warning tape at specified levels, all complete as specified in document SECTION VI-C: WORKS REQUIREMENTS Clause 4.4 and Drawings, and as instructed by the Engineer, with all lead and lift. DI All Socket Restrained Concentric Taper 350mm x 315mm | Nos | 4
454 | Work No. D1: Supply of Fittings for Stabilization Period | DI PIPELINES FITTINGS Supply and Installation of DI Fittings (PN16), including all accessories, outside coating and inside lining as per technical specifications, including storing properly, loading at store, delivery to site, unload, distribute, multiple handling, cutting and preparing ends, jointing, PE sleeving with seal tape, non detectable warning tape at specified levels, all complete as specified in document SECTION VI-C: WORKS REQUIREMENTS Clause 4.4 and Drawings, and as instructed by the Engineer, with all lead and lift. DI All Socket Restrained Concentric Taper 400mm x 200mm | Nos | 1
455 | Work No. D1: Supply of Fittings for Stabilization Period | DI PIPELINES FITTINGS Supply and Installation of DI Fittings (PN16), including all accessories, outside coating and inside lining as per technical specifications, including storing properly, loading at store, delivery to site, unload, distribute, multiple handling, cutting and preparing ends, jointing, PE sleeving with seal tape, non detectable warning tape at specified levels, all complete as specified in document SECTION VI-C: WORKS REQUIREMENTS Clause 4.4 and Drawings, and as instructed by the Engineer, with all lead and lift. DI All Socket Restrained Concentric Taper 400mm x 315mm | Nos | 1
456 | Work No. D1: Supply of Fittings for Stabilization Period | DI PIPELINES FITTINGS Supply and Installation of DI Fittings (PN16), including all accessories, outside coating and inside lining as per technical specifications, including storing properly, loading at store, delivery to site, unload, distribute, multiple handling, cutting and preparing ends, jointing, PE sleeving with seal tape, non detectable warning tape at specified levels, all complete as specified in document SECTION VI-C: WORKS REQUIREMENTS Clause 4.4 and Drawings, and as instructed by the Engineer, with all lead and lift. DI All Socket Restrained Concentric Taper 500mm x 400mm | Nos | 2
457 | Work No. D1: Supply of Fittings for Stabilization Period | DI PIPELINES FITTINGS Supply and Installation of DI Fittings (PN16), including all accessories, outside coating and inside lining as per technical specifications, including storing properly, loading at store, delivery to site, unload, distribute, multiple handling, cutting and preparing ends, jointing, PE sleeving with seal tape, non detectable warning tape at specified levels, all complete as specified in document SECTION VI-C: WORKS REQUIREMENTS Clause 4.4 and Drawings, and as instructed by the Engineer, with all lead and lift. DI All Socket Restrained Concentric Taper 600mm x 150mm | Nos | 1
458 | Work No. D1: Supply of Fittings for Stabilization Period | DI PIPELINES FITTINGS Supply and Installation of DI Fittings (PN16), including all accessories, outside coating and inside lining as per technical specifications, including storing properly, loading at store, delivery to site, unload, distribute, multiple handling, cutting and preparing ends, jointing, PE sleeving with seal tape, non detectable warning tape at specified levels, all complete as specified in document SECTION VI-C: WORKS REQUIREMENTS Clause 4.4 and Drawings, and as instructed by the Engineer, with all lead and lift. DI All Socket Restrained Concentric Taper 600mm x 250mm | Nos | 3
459 | Work No. D1: Supply of Fittings for Stabilization Period | DI PIPELINES FITTINGS Supply and Installation of DI Fittings (PN16), including all accessories, outside coating and inside lining as per technical specifications, including storing properly, loading at store, delivery to site, unload, distribute, multiple handling, cutting and preparing ends, jointing, PE sleeving with seal tape, non detectable warning tape at specified levels, all complete as specified in document SECTION VI-C: WORKS REQUIREMENTS Clause 4.4 and Drawings, and as instructed by the Engineer, with all lead and lift. DI All Socket Restrained Concentric Taper 600mm x 280mm | Nos | 2
460 | Work No. D1: Supply of Fittings for Stabilization Period | DI PIPELINES FITTINGS Supply and Installation of DI Fittings (PN16), including all accessories, outside coating and inside lining as per technical specifications, including storing properly, loading at store, delivery to site, unload, distribute, multiple handling, cutting and preparing ends, jointing, PE sleeving with seal tape, non detectable warning tape at specified levels, all complete as specified in document SECTION VI-C: WORKS REQUIREMENTS Clause 4.4 and Drawings, and as instructed by the Engineer, with all lead and lift. DI All Socket Restrained Concentric Taper 600mm x 400mm | Nos | 2
461 | Work No. D1: Supply of Fittings for Stabilization Period | DI PIPELINES FITTINGS Supply and Installation of DI Fittings (PN16), including all accessories, outside coating and inside lining as per technical specifications, including storing properly, loading at store, delivery to site, unload, distribute, multiple handling, cutting and preparing ends, jointing, PE sleeving with seal tape, non detectable warning tape at specified levels, all complete as specified in document SECTION VI-C: WORKS REQUIREMENTS Clause 4.4 and Drawings, and as instructed by the Engineer, with all lead and lift. DI All Socket Restrained Concentric Taper 700mm x 300mm | Nos | 1
462 | Work No. D1: Supply of Fittings for Stabilization Period | HDPE PIPELINES FITTINGS Supply and Installation of HDPE PE100 PN16 Electrofusion Fittings with all needed electrofusion couplers to be connected to the pipelines, including storing properly, loading at store, delivery to site, unload, distribute, multiple handling, jointing, detectable warning tape at specified levels, all complete as specified in document SECTION VI-C: WORKS REQUIREMENTS Clause 4.5 and Drawings, and as instructed by the Engineer, with all lead and lift. HDPE PE100 PN16 Electrofusion Tees OD 75 | Nos | 12
463 | Work No. D1: Supply of Fittings for Stabilization Period | HDPE PIPELINES FITTINGS Supply and Installation of HDPE PE100 PN16 Electrofusion Fittings with all needed electrofusion couplers to be connected to the pipelines, including storing properly, loading at store, delivery to site, unload, distribute, multiple handling, jointing, detectable warning tape at specified levels, all complete as specified in document SECTION VI-C: WORKS REQUIREMENTS Clause 4.5 and Drawings, and as instructed by the Engineer, with all lead and lift. HDPE PE100 PN16 Electrofusion Tees OD 90 | Nos | 17
464 | Work No. D1: Supply of Fittings for Stabilization Period | HDPE PIPELINES FITTINGS Supply and Installation of HDPE PE100 PN16 Electrofusion Fittings with all needed electrofusion couplers to be connected to the pipelines, including storing properly, loading at store, delivery to site, unload, distribute, multiple handling, jointing, detectable warning tape at specified levels, all complete as specified in document SECTION VI-C: WORKS REQUIREMENTS Clause 4.5 and Drawings, and as instructed by the Engineer, with all lead and lift. HDPE PE100 PN16 Electrofusion Tees OD 110 | Nos | 21
465 | Work No. D1: Supply of Fittings for Stabilization Period | HDPE PIPELINES FITTINGS Supply and Installation of HDPE PE100 PN16 Electrofusion Fittings with all needed electrofusion couplers to be connected to the pipelines, including storing properly, loading at store, delivery to site, unload, distribute, multiple handling, jointing, detectable warning tape at specified levels, all complete as specified in document SECTION VI-C: WORKS REQUIREMENTS Clause 4.5 and Drawings, and as instructed by the Engineer, with all lead and lift. HDPE PE100 PN16 Electrofusion Tees OD 125 | Nos | 23
466 | Work No. D1: Supply of Fittings for Stabilization Period | HDPE PIPELINES FITTINGS Supply and Installation of HDPE PE100 PN16 Electrofusion Fittings with all needed electrofusion couplers to be connected to the pipelines, including storing properly, loading at store, delivery to site, unload, distribute, multiple handling, jointing, detectable warning tape at specified levels, all complete as specified in document SECTION VI-C: WORKS REQUIREMENTS Clause 4.5 and Drawings, and as instructed by the Engineer, with all lead and lift. HDPE PE100 PN16 Electrofusion Tees OD 140 | Nos | 11
467 | Work No. D1: Supply of Fittings for Stabilization Period | HDPE PIPELINES FITTINGS Supply and Installation of HDPE PE100 PN16 Electrofusion Fittings with all needed electrofusion couplers to be connected to the pipelines, including storing properly, loading at store, delivery to site, unload, distribute, multiple handling, jointing, detectable warning tape at specified levels, all complete as specified in document SECTION VI-C: WORKS REQUIREMENTS Clause 4.5 and Drawings, and as instructed by the Engineer, with all lead and lift. HDPE PE100 PN16 Electrofusion Tees OD 160 | Nos | 5
468 | Work No. D1: Supply of Fittings for Stabilization Period | HDPE PIPELINES FITTINGS Supply and Installation of HDPE PE100 PN16 Electrofusion Fittings with all needed electrofusion couplers to be connected to the pipelines, including storing properly, loading at store, delivery to site, unload, distribute, multiple handling, jointing, detectable warning tape at specified levels, all complete as specified in document SECTION VI-C: WORKS REQUIREMENTS Clause 4.5 and Drawings, and as instructed by the Engineer, with all lead and lift. HDPE PE100 PN16 Electrofusion Tees OD 180 | Nos | 6
469 | Work No. D1: Supply of Fittings for Stabilization Period | HDPE PIPELINES FITTINGS Supply and Installation of HDPE PE100 PN16 Electrofusion Fittings with all needed electrofusion couplers to be connected to the pipelines, including storing properly, loading at store, delivery to site, unload, distribute, multiple handling, jointing, detectable warning tape at specified levels, all complete as specified in document SECTION VI-C: WORKS REQUIREMENTS Clause 4.5 and Drawings, and as instructed by the Engineer, with all lead and lift. HDPE PE100 PN16 Electrofusion Tees OD 200 | Nos | 2
470 | Work No. D1: Supply of Fittings for Stabilization Period | HDPE PIPELINES FITTINGS Supply and Installation of HDPE PE100 PN16 Electrofusion Fittings with all needed electrofusion couplers to be connected to the pipelines, including storing properly, loading at store, delivery to site, unload, distribute, multiple handling, jointing, detectable warning tape at specified levels, all complete as specified in document SECTION VI-C: WORKS REQUIREMENTS Clause 4.5 and Drawings, and as instructed by the Engineer, with all lead and lift. HDPE PE100 PN16 Electrofusion Tees OD 225 | Nos | 5
471 | Work No. D1: Supply of Fittings for Stabilization Period | HDPE PIPELINES FITTINGS Supply and Installation of HDPE PE100 PN16 Electrofusion Fittings with all needed electrofusion couplers to be connected to the pipelines, including storing properly, loading at store, delivery to site, unload, distribute, multiple handling, jointing, detectable warning tape at specified levels, all complete as specified in document SECTION VI-C: WORKS REQUIREMENTS Clause 4.5 and Drawings, and as instructed by the Engineer, with all lead and lift. HDPE PE100 PN16 Electrofusion Tees OD 250 | Nos | 2
472 | Work No. D1: Supply of Fittings for Stabilization Period | HDPE PIPELINES FITTINGS Supply and Installation of HDPE PE100 PN16 Electrofusion Fittings with all needed electrofusion couplers to be connected to the pipelines, including storing properly, loading at store, delivery to site, unload, distribute, multiple handling, jointing, detectable warning tape at specified levels, all complete as specified in document SECTION VI-C: WORKS REQUIREMENTS Clause 4.5 and Drawings, and as instructed by the Engineer, with all lead and lift. HDPE PE100 PN16 Electrofusion Tees OD 280 | Nos | 2
473 | Work No. D1: Supply of Fittings for Stabilization Period | HDPE PIPELINES FITTINGS Supply and Installation of HDPE PE100 PN16 Electrofusion Fittings with all needed electrofusion couplers to be connected to the pipelines, including storing properly, loading at store, delivery to site, unload, distribute, multiple handling, jointing, detectable warning tape at specified levels, all complete as specified in document SECTION VI-C: WORKS REQUIREMENTS Clause 4.5 and Drawings, and as instructed by the Engineer, with all lead and lift. HDPE PE100 PN16 Electrofusion Tees OD 315 | Nos | 3
474 | Work No. D1: Supply of Fittings for Stabilization Period | HDPE PIPELINES FITTINGS Supply and Installation of HDPE PE100 PN16 Electrofusion Fittings with all needed electrofusion couplers to be connected to the pipelines, including storing properly, loading at store, delivery to site, unload, distribute, multiple handling, jointing, detectable warning tape at specified levels, all complete as specified in document SECTION VI-C: WORKS REQUIREMENTS Clause 4.5 and Drawings, and as instructed by the Engineer, with all lead and lift. HDPE PE100 PN16 Electrofusion Cross Tees OD 75 | Nos | 1
475 | Work No. D1: Supply of Fittings for Stabilization Period | HDPE PIPELINES FITTINGS Supply and Installation of HDPE PE100 PN16 Electrofusion Fittings with all needed electrofusion couplers to be connected to the pipelines, including storing properly, loading at store, delivery to site, unload, distribute, multiple handling, jointing, detectable warning tape at specified levels, all complete as specified in document SECTION VI-C: WORKS REQUIREMENTS Clause 4.5 and Drawings, and as instructed by the Engineer, with all lead and lift. HDPE PE100 PN16 Electrofusion Cross Tees OD 90 | Nos | 8
476 | Work No. D1: Supply of Fittings for Stabilization Period | HDPE PIPELINES FITTINGS Supply and Installation of HDPE PE100 PN16 Electrofusion Fittings with all needed electrofusion couplers to be connected to the pipelines, including storing properly, loading at store, delivery to site, unload, distribute, multiple handling, jointing, detectable warning tape at specified levels, all complete as specified in document SECTION VI-C: WORKS REQUIREMENTS Clause 4.5 and Drawings, and as instructed by the Engineer, with all lead and lift. HDPE PE100 PN16 Electrofusion Cross Tees OD 110 | Nos | 5
477 | Work No. D1: Supply of Fittings for Stabilization Period | HDPE PIPELINES FITTINGS Supply and Installation of HDPE PE100 PN16 Electrofusion Fittings with all needed electrofusion couplers to be connected to the pipelines, including storing properly, loading at store, delivery to site, unload, distribute, multiple handling, jointing, detectable warning tape at specified levels, all complete as specified in document SECTION VI-C: WORKS REQUIREMENTS Clause 4.5 and Drawings, and as instructed by the Engineer, with all lead and lift. HDPE PE100 PN16 Electrofusion Cross Tees OD 125 | Nos | 1
478 | Work No. D1: Supply of Fittings for Stabilization Period | HDPE PIPELINES FITTINGS Supply and Installation of HDPE PE100 PN16 Electrofusion Fittings with all needed electrofusion couplers to be connected to the pipelines, including storing properly, loading at store, delivery to site, unload, distribute, multiple handling, jointing, detectable warning tape at specified levels, all complete as specified in document SECTION VI-C: WORKS REQUIREMENTS Clause 4.5 and Drawings, and as instructed by the Engineer, with all lead and lift. HDPE PE100 PN16 Electrofusion Cross Tees OD 140 | Nos | 8
479 | Work No. D1: Supply of Fittings for Stabilization Period | HDPE PIPELINES FITTINGS Supply and Installation of HDPE PE100 PN16 Electrofusion Fittings with all needed electrofusion couplers to be connected to the pipelines, including storing properly, loading at store, delivery to site, unload, distribute, multiple handling, jointing, detectable warning tape at specified levels, all complete as specified in document SECTION VI-C: WORKS REQUIREMENTS Clause 4.5 and Drawings, and as instructed by the Engineer, with all lead and lift. HDPE PE100 PN16 Electrofusion Cross Tees OD 160 | Nos | 1
480 | Work No. D1: Supply of Fittings for Stabilization Period | HDPE PIPELINES FITTINGS Supply and Installation of HDPE PE100 PN16 Electrofusion Fittings with all needed electrofusion couplers to be connected to the pipelines, including storing properly, loading at store, delivery to site, unload, distribute, multiple handling, jointing, detectable warning tape at specified levels, all complete as specified in document SECTION VI-C: WORKS REQUIREMENTS Clause 4.5 and Drawings, and as instructed by the Engineer, with all lead and lift. HDPE PE100 PN16 Electrofusion Cross Tees OD 180 | Nos | 1
481 | Work No. D1: Supply of Fittings for Stabilization Period | HDPE PIPELINES FITTINGS Supply and Installation of HDPE PE100 PN16 Electrofusion Fittings with all needed electrofusion couplers to be connected to the pipelines, including storing properly, loading at store, delivery to site, unload, distribute, multiple handling, jointing, detectable warning tape at specified levels, all complete as specified in document SECTION VI-C: WORKS REQUIREMENTS Clause 4.5 and Drawings, and as instructed by the Engineer, with all lead and lift. HDPE PE100 PN16 Electrofusion Cross Tees OD 200 | Nos | 1
482 | Work No. D1: Supply of Fittings for Stabilization Period | HDPE PIPELINES FITTINGS Supply and Installation of HDPE PE100 PN16 Electrofusion Fittings with all needed electrofusion couplers to be connected to the pipelines, including storing properly, loading at store, delivery to site, unload, distribute, multiple handling, jointing, detectable warning tape at specified levels, all complete as specified in document SECTION VI-C: WORKS REQUIREMENTS Clause 4.5 and Drawings, and as instructed by the Engineer, with all lead and lift. HDPE PE100 PN16 Electrofusion Cross Tees OD 250 | Nos | 1
483 | Work No. D1: Supply of Fittings for Stabilization Period | HDPE PIPELINES FITTINGS Supply and Installation of HDPE PE100 PN16 Electrofusion Fittings with all needed electrofusion couplers to be connected to the pipelines, including storing properly, loading at store, delivery to site, unload, distribute, multiple handling, jointing, detectable warning tape at specified levels, all complete as specified in document SECTION VI-C: WORKS REQUIREMENTS Clause 4.5 and Drawings, and as instructed by the Engineer, with all lead and lift. HDPE PE100 PN16 Electrofusion Cross Tees OD 280 | Nos | 1
484 | Work No. D1: Supply of Fittings for Stabilization Period | HDPE PIPELINES FITTINGS Supply and Installation of HDPE PE100 PN16 Electrofusion Fittings with all needed electrofusion couplers to be connected to the pipelines, including storing properly, loading at store, delivery to site, unload, distribute, multiple handling, jointing, detectable warning tape at specified levels, all complete as specified in document SECTION VI-C: WORKS REQUIREMENTS Clause 4.5 and Drawings, and as instructed by the Engineer, with all lead and lift. HDPE PE100 PN16 Electrofusion Cross Tees OD 315 | Nos | 1
485 | Work No. D1: Supply of Fittings for Stabilization Period | HDPE PIPELINES FITTINGS Supply and Installation of HDPE PE100 PN16 Electrofusion Fittings with all needed electrofusion couplers to be connected to the pipelines, including storing properly, loading at store, delivery to site, unload, distribute, multiple handling, jointing, detectable warning tape at specified levels, all complete as specified in document SECTION VI-C: WORKS REQUIREMENTS Clause 4.5 and Drawings, and as instructed by the Engineer, with all lead and lift. HDPE PE100 PN6 Electrofusion Reducers 90mmX75mm | Nos | 23
486 | Work No. D1: Supply of Fittings for Stabilization Period | HDPE PIPELINES FITTINGS Supply and Installation of HDPE PE100 PN16 Electrofusion Fittings with all needed electrofusion couplers to be connected to the pipelines, including storing properly, loading at store, delivery to site, unload, distribute, multiple handling, jointing, detectable warning tape at specified levels, all complete as specified in document SECTION VI-C: WORKS REQUIREMENTS Clause 4.5 and Drawings, and as instructed by the Engineer, with all lead and lift. HDPE PE100 PN6 Electrofusion Reducers 110mm x 90mm | Nos | 31
487 | Work No. D1: Supply of Fittings for Stabilization Period | HDPE PIPELINES FITTINGS Supply and Installation of HDPE PE100 PN16 Electrofusion Fittings with all needed electrofusion couplers to be connected to the pipelines, including storing properly, loading at store, delivery to site, unload, distribute, multiple handling, jointing, detectable warning tape at specified levels, all complete as specified in document SECTION VI-C: WORKS REQUIREMENTS Clause 4.5 and Drawings, and as instructed by the Engineer, with all lead and lift. HDPE PE100 PN6 Electrofusion Reducers 125mm x 110mm | Nos | 6
488 | Work No. D1: Supply of Fittings for Stabilization Period | HDPE PIPELINES FITTINGS Supply and Installation of HDPE PE100 PN16 Electrofusion Fittings with all needed electrofusion couplers to be connected to the pipelines, including storing properly, loading at store, delivery to site, unload, distribute, multiple handling, jointing, detectable warning tape at specified levels, all complete as specified in document SECTION VI-C: WORKS REQUIREMENTS Clause 4.5 and Drawings, and as instructed by the Engineer, with all lead and lift. HDPE PE100 PN6 Electrofusion Reducers 125mm x 90mm | Nos | 7
489 | Work No. D1: Supply of Fittings for Stabilization Period | HDPE PIPELINES FITTINGS Supply and Installation of HDPE PE100 PN16 Electrofusion Fittings with all needed electrofusion couplers to be connected to the pipelines, including storing properly, loading at store, delivery to site, unload, distribute, multiple handling, jointing, detectable warning tape at specified levels, all complete as specified in document SECTION VI-C: WORKS REQUIREMENTS Clause 4.5 and Drawings, and as instructed by the Engineer, with all lead and lift. HDPE PE100 PN6 Electrofusion Reducers 140mm x 110mm | Nos | 12
490 | Work No. D1: Supply of Fittings for Stabilization Period | HDPE PIPELINES FITTINGS Supply and Installation of HDPE PE100 PN16 Electrofusion Fittings with all needed electrofusion couplers to be connected to the pipelines, including storing properly, loading at store, delivery to site, unload, distribute, multiple handling, jointing, detectable warning tape at specified levels, all complete as specified in document SECTION VI-C: WORKS REQUIREMENTS Clause 4.5 and Drawings, and as instructed by the Engineer, with all lead and lift. HDPE PE100 PN6 Electrofusion Reducers 140mm x 125mm | Nos | 5
491 | Work No. D1: Supply of Fittings for Stabilization Period | HDPE PIPELINES FITTINGS Supply and Installation of HDPE PE100 PN16 Electrofusion Fittings with all needed electrofusion couplers to be connected to the pipelines, including storing properly, loading at store, delivery to site, unload, distribute, multiple handling, jointing, detectable warning tape at specified levels, all complete as specified in document SECTION VI-C: WORKS REQUIREMENTS Clause 4.5 and Drawings, and as instructed by the Engineer, with all lead and lift. HDPE PE100 PN6 Electrofusion Reducers 140mm x 90mm | Nos | 29
492 | Work No. D1: Supply of Fittings for Stabilization Period | HDPE PIPELINES FITTINGS Supply and Installation of HDPE PE100 PN16 Electrofusion Fittings with all needed electrofusion couplers to be connected to the pipelines, including storing properly, loading at store, delivery to site, unload, distribute, multiple handling, jointing, detectable warning tape at specified levels, all complete as specified in document SECTION VI-C: WORKS REQUIREMENTS Clause 4.5 and Drawings, and as instructed by the Engineer, with all lead and lift. HDPE PE100 PN6 Electrofusion Reducers 160mm x 110mm | Nos | 5
493 | Work No. D1: Supply of Fittings for Stabilization Period | HDPE PIPELINES FITTINGS Supply and Installation of HDPE PE100 PN16 Electrofusion Fittings with all needed electrofusion couplers to be connected to the pipelines, including storing properly, loading at store, delivery to site, unload, distribute, multiple handling, jointing, detectable warning tape at specified levels, all complete as specified in document SECTION VI-C: WORKS REQUIREMENTS Clause 4.5 and Drawings, and as instructed by the Engineer, with all lead and lift. HDPE PE100 PN6 Electrofusion Reducers 160mm x 125mm | Nos | 2
494 | Work No. D1: Supply of Fittings for Stabilization Period | HDPE PIPELINES FITTINGS Supply and Installation of HDPE PE100 PN16 Electrofusion Fittings with all needed electrofusion couplers to be connected to the pipelines, including storing properly, loading at store, delivery to site, unload, distribute, multiple handling, jointing, detectable warning tape at specified levels, all complete as specified in document SECTION VI-C: WORKS REQUIREMENTS Clause 4.5 and Drawings, and as instructed by the Engineer, with all lead and lift. HDPE PE100 PN6 Electrofusion Reducers 160mm x 140mm | Nos | 7
495 | Work No. D1: Supply of Fittings for Stabilization Period | HDPE PIPELINES FITTINGS Supply and Installation of HDPE PE100 PN16 Electrofusion Fittings with all needed electrofusion couplers to be connected to the pipelines, including storing properly, loading at store, delivery to site, unload, distribute, multiple handling, jointing, detectable warning tape at specified levels, all complete as specified in document SECTION VI-C: WORKS REQUIREMENTS Clause 4.5 and Drawings, and as instructed by the Engineer, with all lead and lift. HDPE PE100 PN6 Electrofusion Reducers 160mm x 90mm | Nos | 8
496 | Work No. D1: Supply of Fittings for Stabilization Period | HDPE PIPELINES FITTINGS Supply and Installation of HDPE PE100 PN16 Electrofusion Fittings with all needed electrofusion couplers to be connected to the pipelines, including storing properly, loading at store, delivery to site, unload, distribute, multiple handling, jointing, detectable warning tape at specified levels, all complete as specified in document SECTION VI-C: WORKS REQUIREMENTS Clause 4.5 and Drawings, and as instructed by the Engineer, with all lead and lift. HDPE PE100 PN6 Electrofusion Reducers 180mm x 110mm | Nos | 2
497 | Work No. D1: Supply of Fittings for Stabilization Period | HDPE PIPELINES FITTINGS Supply and Installation of HDPE PE100 PN16 Electrofusion Fittings with all needed electrofusion couplers to be connected to the pipelines, including storing properly, loading at store, delivery to site, unload, distribute, multiple handling, jointing, detectable warning tape at specified levels, all complete as specified in document SECTION VI-C: WORKS REQUIREMENTS Clause 4.5 and Drawings, and as instructed by the Engineer, with all lead and lift. HDPE PE100 PN6 Electrofusion Reducers 180mm x 125mm | Nos | 2
498 | Work No. D1: Supply of Fittings for Stabilization Period | HDPE PIPELINES FITTINGS Supply and Installation of HDPE PE100 PN16 Electrofusion Fittings with all needed electrofusion couplers to be connected to the pipelines, including storing properly, loading at store, delivery to site, unload, distribute, multiple handling, jointing, detectable warning tape at specified levels, all complete as specified in document SECTION VI-C: WORKS REQUIREMENTS Clause 4.5 and Drawings, and as instructed by the Engineer, with all lead and lift. HDPE PE100 PN6 Electrofusion Reducers 180mm x 140mm | Nos | 5
499 | Work No. D1: Supply of Fittings for Stabilization Period | HDPE PIPELINES FITTINGS Supply and Installation of HDPE PE100 PN16 Electrofusion Fittings with all needed electrofusion couplers to be connected to the pipelines, including storing properly, loading at store, delivery to site, unload, distribute, multiple handling, jointing, detectable warning tape at specified levels, all complete as specified in document SECTION VI-C: WORKS REQUIREMENTS Clause 4.5 and Drawings, and as instructed by the Engineer, with all lead and lift. HDPE PE100 PN6 Electrofusion Reducers 180mm x 160mm | Nos | 3
500 | Work No. D1: Supply of Fittings for Stabilization Period | HDPE PIPELINES FITTINGS Supply and Installation of HDPE PE100 PN16 Electrofusion Fittings with all needed electrofusion couplers to be connected to the pipelines, including storing properly, loading at store, delivery to site, unload, distribute, multiple handling, jointing, detectable warning tape at specified levels, all complete as specified in document SECTION VI-C: WORKS REQUIREMENTS Clause 4.5 and Drawings, and as instructed by the Engineer, with all lead and lift. HDPE PE100 PN6 Electrofusion Reducers 180mm x 90mm | Nos | 2
501 | Work No. D1: Supply of Fittings for Stabilization Period | HDPE PIPELINES FITTINGS Supply and Installation of HDPE PE100 PN16 Electrofusion Fittings with all needed electrofusion couplers to be connected to the pipelines, including storing properly, loading at store, delivery to site, unload, distribute, multiple handling, jointing, detectable warning tape at specified levels, all complete as specified in document SECTION VI-C: WORKS REQUIREMENTS Clause 4.5 and Drawings, and as instructed by the Engineer, with all lead and lift. HDPE PE100 PN6 Electrofusion Reducers 200mm x 110mm | Nos | 1
502 | Work No. D1: Supply of Fittings for Stabilization Period | HDPE PIPELINES FITTINGS Supply and Installation of HDPE PE100 PN16 Electrofusion Fittings with all needed electrofusion couplers to be connected to the pipelines, including storing properly, loading at store, delivery to site, unload, distribute, multiple handling, jointing, detectable warning tape at specified levels, all complete as specified in document SECTION VI-C: WORKS REQUIREMENTS Clause 4.5 and Drawings, and as instructed by the Engineer, with all lead and lift. HDPE PE100 PN6 Electrofusion Reducers 315mm x 125mm | Nos | 3
503 | Work No. D1: Supply of Fittings for Stabilization Period | HDPE PIPELINES FITTINGS Supply and Installation of HDPE PE100 PN16 Electrofusion Fittings with all needed electrofusion couplers to be connected to the pipelines, including storing properly, loading at store, delivery to site, unload, distribute, multiple handling, jointing, detectable warning tape at specified levels, all complete as specified in document SECTION VI-C: WORKS REQUIREMENTS Clause 4.5 and Drawings, and as instructed by the Engineer, with all lead and lift. HDPE PE100 PN6 Electrofusion Reducers 315mm x 140mm | Nos | 2
504 | Work No. D1: Supply of Fittings for Stabilization Period | HDPE PIPELINES FITTINGS Supply and Installation of HDPE PE100 PN16 Electrofusion Fittings with all needed electrofusion couplers to be connected to the pipelines, including storing properly, loading at store, delivery to site, unload, distribute, multiple handling, jointing, detectable warning tape at specified levels, all complete as specified in document SECTION VI-C: WORKS REQUIREMENTS Clause 4.5 and Drawings, and as instructed by the Engineer, with all lead and lift. HDPE PE100 PN6 Electrofusion Reducers 315mm x 150mm | Nos | 3
505 | Work No. D1: Supply of Fittings for Stabilization Period | HDPE PIPELINES FITTINGS Supply and Installation of HDPE PE100 PN16 Electrofusion Fittings with all needed electrofusion couplers to be connected to the pipelines, including storing properly, loading at store, delivery to site, unload, distribute, multiple handling, jointing, detectable warning tape at specified levels, all complete as specified in document SECTION VI-C: WORKS REQUIREMENTS Clause 4.5 and Drawings, and as instructed by the Engineer, with all lead and lift. HDPE PE100 PN6 Electrofusion Reducers 315mm x 160mm | Nos | 1
506 | Work No. D1: Supply of Fittings for Stabilization Period | HDPE PIPELINES FITTINGS Supply and Installation of HDPE PE100 PN16 Electrofusion Fittings with all needed electrofusion couplers to be connected to the pipelines, including storing properly, loading at store, delivery to site, unload, distribute, multiple handling, jointing, detectable warning tape at specified levels, all complete as specified in document SECTION VI-C: WORKS REQUIREMENTS Clause 4.5 and Drawings, and as instructed by the Engineer, with all lead and lift. HDPE PE100 PN6 Electrofusion Reducers 315mm x 180mm | Nos | 1
507 | Work No. D1: Supply of Fittings for Stabilization Period | HDPE PIPELINES FITTINGS Supply and Installation of HDPE PE100 PN16 Electrofusion Fittings with all needed electrofusion couplers to be connected to the pipelines, including storing properly, loading at store, delivery to site, unload, distribute, multiple handling, jointing, detectable warning tape at specified levels, all complete as specified in document SECTION VI-C: WORKS REQUIREMENTS Clause 4.5 and Drawings, and as instructed by the Engineer, with all lead and lift. HDPE PE100 PN6 Electrofusion Reducers 315mm x 200mm | Nos | 1
508 | Work No. D1: Supply of Fittings for Stabilization Period | HDPE PIPELINES FITTINGS Supply and Installation of HDPE PE100 PN16 Electrofusion Fittings with all needed electrofusion couplers to be connected to the pipelines, including storing properly, loading at store, delivery to site, unload, distribute, multiple handling, jointing, detectable warning tape at specified levels, all complete as specified in document SECTION VI-C: WORKS REQUIREMENTS Clause 4.5 and Drawings, and as instructed by the Engineer, with all lead and lift. HDPE PE100 PN6 Electrofusion Reducers 315mm x 250mm | Nos | 3
509 | Work No. D1: Supply of Fittings for Stabilization Period | HDPE PIPELINES FITTINGS Supply and Installation of HDPE PE100 PN16 Electrofusion Fittings with all needed electrofusion couplers to be connected to the pipelines, including storing properly, loading at store, delivery to site, unload, distribute, multiple handling, jointing, detectable warning tape at specified levels, all complete as specified in document SECTION VI-C: WORKS REQUIREMENTS Clause 4.5 and Drawings, and as instructed by the Engineer, with all lead and lift. HDPE PE100 PN6 Electrofusion Reducers 315mm x 280mm | Nos | 1
510 | Work No. D1: Supply of Fittings for Stabilization Period | HDPE PIPELINES FITTINGS Supply and Installation of HDPE PE100 PN16 Electrofusion Fittings with all needed electrofusion couplers to be connected to the pipelines, including storing properly, loading at store, delivery to site, unload, distribute, multiple handling, jointing, detectable warning tape at specified levels, all complete as specified in document SECTION VI-C: WORKS REQUIREMENTS Clause 4.5 and Drawings, and as instructed by the Engineer, with all lead and lift. HDPE PE100 PN16 Electrofusion End Stops OD 75 | Nos | 7
511 | Work No. D1: Supply of Fittings for Stabilization Period | HDPE PIPELINES FITTINGS Supply and Installation of HDPE PE100 PN16 Electrofusion Fittings with all needed electrofusion couplers to be connected to the pipelines, including storing properly, loading at store, delivery to site, unload, distribute, multiple handling, jointing, detectable warning tape at specified levels, all complete as specified in document SECTION VI-C: WORKS REQUIREMENTS Clause 4.5 and Drawings, and as instructed by the Engineer, with all lead and lift. HDPE PE100 PN16 Electrofusion End Stops OD 90 | Nos | 27
512 | Work No. D1: Supply of Fittings for Stabilization Period | HDPE PIPELINES FITTINGS Supply and Installation of HDPE PE100 PN16 Electrofusion Fittings with all needed electrofusion couplers to be connected to the pipelines, including storing properly, loading at store, delivery to site, unload, distribute, multiple handling, jointing, detectable warning tape at specified levels, all complete as specified in document SECTION VI-C: WORKS REQUIREMENTS Clause 4.5 and Drawings, and as instructed by the Engineer, with all lead and lift. HDPE PE100 PN16 Electrofusion End Stops OD 110 | Nos | 2
513 | Work No. D1: Supply of Fittings for Stabilization Period | HDPE PIPELINES FITTINGS Supply and Installation of HDPE PE100 PN16 Electrofusion Fittings with all needed electrofusion couplers to be connected to the pipelines, including storing properly, loading at store, delivery to site, unload, distribute, multiple handling, jointing, detectable warning tape at specified levels, all complete as specified in document SECTION VI-C: WORKS REQUIREMENTS Clause 4.5 and Drawings, and as instructed by the Engineer, with all lead and lift. HDPE PE100 PN16 Electrofusion End Stops OD 125 | Nos | 1
514 | Work No. D1: Supply of Fittings for Stabilization Period | HDPE PIPELINES FITTINGS Supply and Installation of HDPE PE100 PN16 Electrofusion Fittings with all needed electrofusion couplers to be connected to the pipelines, including storing properly, loading at store, delivery to site, unload, distribute, multiple handling, jointing, detectable warning tape at specified levels, all complete as specified in document SECTION VI-C: WORKS REQUIREMENTS Clause 4.5 and Drawings, and as instructed by the Engineer, with all lead and lift. HDPE PE100 PN16 Electrofusion End Stops OD 140 | Nos | 1
515 | Work No. D1: Supply of Fittings for Stabilization Period | HDPE PIPELINES FITTINGS Supply and Installation of HDPE PE100 PN16 Electrofusion Fittings with all needed electrofusion couplers to be connected to the pipelines, including storing properly, loading at store, delivery to site, unload, distribute, multiple handling, jointing, detectable warning tape at specified levels, all complete as specified in document SECTION VI-C: WORKS REQUIREMENTS Clause 4.5 and Drawings, and as instructed by the Engineer, with all lead and lift. HDPE PE100 PN16 Electrofusion End Stops OD 160 | Nos | 1
516 | Work No. D1: Supply of Fittings for Stabilization Period | HDPE PIPELINES FITTINGS Supply and Installation of HDPE PE100 PN16 Electrofusion Fittings with all needed electrofusion couplers to be connected to the pipelines, including storing properly, loading at store, delivery to site, unload, distribute, multiple handling, jointing, detectable warning tape at specified levels, all complete as specified in document SECTION VI-C: WORKS REQUIREMENTS Clause 4.5 and Drawings, and as instructed by the Engineer, with all lead and lift. Supply and laying/installation of HDPE Pipe PE100 PN 10 for washout, ARV and hydrant OD 50 | m | 33
517 | Work No. D1: Supply of Fittings for Stabilization Period | HDPE PIPELINES FITTINGS Supply and Installation of HDPE PE100 PN16 Electrofusion Fittings with all needed electrofusion couplers to be connected to the pipelines, including storing properly, loading at store, delivery to site, unload, distribute, multiple handling, jointing, detectable warning tape at specified levels, all complete as specified in document SECTION VI-C: WORKS REQUIREMENTS Clause 4.5 and Drawings, and as instructed by the Engineer, with all lead and lift. Supply and laying/installation of HDPE Pipe PE100 PN 10 for washout, ARV and hydrant OD 90 | m | 36
518 | Work No. D1: Supply of Fittings for Stabilization Period | HDPE PIPELINES FITTINGS Supply and Installation of HDPE PE100 PN16 Electrofusion Fittings with all needed electrofusion couplers to be connected to the pipelines, including storing properly, loading at store, delivery to site, unload, distribute, multiple handling, jointing, detectable warning tape at specified levels, all complete as specified in document SECTION VI-C: WORKS REQUIREMENTS Clause 4.5 and Drawings, and as instructed by the Engineer, with all lead and lift. Supply and laying/installation of HDPE Pipe PE100 PN 10 for washout, ARV and hydrant OD 110 | m | 10
519 | WORK No. - D2: Dayworks | Labour Unskilled Labour | md | 500
520 | WORK No. - D2: Dayworks | Labour Semi Skilled Labour | md | 400
521 | WORK No. - D2: Dayworks | Labour Skilled Labour | md | 300
522 | WORK No. - D2: Dayworks | Labour Engineer/Supervisor | md | 300
523 | WORK No. - D2: Dayworks | Labour Surveyor | md | 500
524 | WORK No. - D2: Dayworks | Labour Staff man | md | 500
525 | WORK No. - D2: Dayworks | Materials Sand | Cum. | 250
526 | WORK No. - D2: Dayworks | Materials Crushed gravel | Cum. | 250
527 | WORK No. - D2: Dayworks | Materials Natural gravel | Cum. | 250
528 | WORK No. - D2: Dayworks | Materials Portland cement | Bags | 500
529 | WORK No. - D2: Dayworks | Materials Brick | Nos. | 5000
530 | WORK No. - D2: Dayworks | Materials 150 mm dia DI Surface Valve Box Cover | Nos. | 10
531 | WORK No. - D2: Dayworks | Materials 250 mm dia DI Surface Valve Box Cover | Nos. | 6
532 | WORK No. - D2: Dayworks | Materials 15 mm dia water meter with Composite Body and other specification remain same as per specification of Water meter. | Nos. | 45
533 | WORK No. - D2: Dayworks | Materials Providing MID approved with minimum Dynamic ratio (Q3/Q1) of 500:1, Electromagnetic AMI Smart Water Meters of dia 15 mm having no moving part in contact with water, with fully body made up of composite material, conforming to ISO 4064 | Nos. | 25
534 | WORK No. - D2: Dayworks | Materials Hexagonal Interlocking Block with comprehensive strength M35 or above, thickness 50 mm, Dimension 200x165x50 | Nos. | 3300
535 | WORK No. - D2: Dayworks | Materials ProvidingrequiredmaterialandPaintinglines,dashes,arrowsetc.onroadsintwocoatsonnewworkwithreadymixedroadmarkingpaintconformingtoNS408/IS164onbituminoussurface,includingcleaningthesurfaceofalldirt,dustandotherforeignmatter,demarcationatsiteandtrafficcontrolasper Drawing and Technical Specifications up to 10 cm width. | Sq.m. | 625
536 | WORK No. - D2: Dayworks | Materials Bituminous Penetration Macadam, 50 mm thickness | Sq.m. | 600
537 | WORK No. - D2: Dayworks | Materials PVCO pipe dia. 160 mm class 500 PN 12.5 | m | 150
538 | WORK No. - D2: Dayworks | Materials PVCO pipe dia. 200 mm class 500 PN 12.5 | m | 120
539 | WORK No. - D2: Dayworks | Materials PVCO pipe dia. 250 mm class 500 PN 12.5 | m | 90
540 | WORK No. - D2: Dayworks | Materials PVCO pipe dia. 315 mm class 500 PN 12.5 | m | 75
541 | WORK No. - D2: Dayworks | Materials PVCO pipe dia. 355 mm class 500 PN 12.5 | m | 60
542 | WORK No. - D2: Dayworks | Materials PVCO pipe dia. 400 mm class 500 PN 12.5 | m | 45
543 | WORK No. - D2: Dayworks | Equipment Back Hoe Loader ( > 90Hp) | Hrs | 300
544 | WORK No. - D2: Dayworks | Equipment Steel Vibrator Roller (up to 12 ton) | Hrs | 300
545 | WORK No. - D2: Dayworks | Equipment Truck/Tipper (up to 150 Hp) | Hrs. | 500
546 | WORK No. - D2: Dayworks | Equipment Air compressor incl. hoses, hammers, chisels (7 m³/min) | Hrs. | 100
547 | WORK No. - D2: Dayworks | Equipment Jack hammer | Hrs. | 200
548 | WORK No. - D2: Dayworks | Equipment Crane lifting capacity 10 t | Hrs. | 100
549 | WORK No. - D2: Dayworks | Equipment Crane lifting capacity over 10 t | Hrs. | 100
550 | WORK No. - D2: Dayworks | Equipment Mobile Generator | Hrs. | 100
551 | WORK No. - D2: Dayworks | Equipment Complete Survey instrument | Hrs. | 500
552 | WORK No. - E1. Electrical works | Distribution Transformer : Supply of 150 KVA Three phase ,11/0.415 KV. 50 Hz ,Dyn-11, Oil type Distribution Transformer as per Single Line Diagram, all complete as specified in document SECTION VI-C: WORKS REQUIREMENTS and Drawings, and as instructed by the Engineer, with all lead and lift and applicable Standards( ISO certified company and IEC Standard) all complete as specified in document SECTION VI-C: WORKS REQUIREMENTS Clause 10 and Drawings, and as instructed by the Engineer, with all lead and lift | Set | 1
553 | WORK No. - E1. Electrical works | Motor Control Panel : Supply ,Installation and testing of Three phase four wire 400 Volt.Distribution Electrical Panel (except Control Cabinet Motor of Booster Pumps) with Auto transfer switch as per Single Line Diagram, applicable Standards ( ISO certified company & IEC Standard), Erection of Distribution Panel charge, all complete as specified in document SECTION VI-C: WORKS REQUIREMENTS Clause 10 and Drawings, and as instructed by the Engineer, with all lead and lift with following components. 1.400 AF/ 300 AT, Four pole MCCB for incoming line 1 set. 2. Potential transformers 400/110V 1 set. 3. 300/5A Current transformers with Digital multi function meter 1 set. 4. R-Y-B Indication lamp and Fuses 1set. 5. 300A Four pole Auto- transfer Switch 1 set. 6. Outgoings as below: c.50 AF/15 AT,Four pole MCCB, 0.60 KW for inlet and outlet valve D-350 2 set d. 150 AF/15 AT,Three pole MCCB, 0.75 KW DOL starter, Digital motor protection relay and CTs for Sump pump 2 set. e. 50 AF/15 AT, Four pole MCCB, 1.00 KW for Vessel pressure 1 set. f. 50 AF/15 AT, Double pole MCCB for Lighting Panel 1 set. g.50 AF/10 AT, Double pole MCCB for UPS 1 set. h. 50 AF/50 AT, Four pole MCCB for spare 2 set. i.50 AF/50 AT, Double pole MCCB for spare 2 set. j. Metal -clad enclosed type, free standing, IP 41 front door openable motor control panel with five split sections for transportation to installation site of size 3200 mm (800+800+800+800) length x 600 mm width x 1900 mm height with three coats of paints applied on it 1set. k. 630 A, Three phase and neutral, tin-plated copper busbars with epoxy bushing, insulation sleeves and hardware 1 set. L. Electrical equipments wiring, control cables, lugs and testing of switchgears etc. complete1 set. M. Ercection of Mcc panel Charge 1 Lumsum. | Set | 1
554 | WORK No. - E1. Electrical works | Diesel Generator : Supply ,Installation ,testing and commissioning of Three phase four wire 400-230 V AC, 50 Hz,0.8 PF,1500 RPM Diesel engine operated generator with Control Panel as per Single Line Diagram and all complete as specified in document SECTION VI-C: WORKS REQUIREMENTS Clause 10 and Drawings, and as instructed by the Engineer, with all lead and lift with followings : Capacity : 161 KVA (Prime) In -built Fuel tank, Diesel Engine: Multi cylinder, in-line 4 stroke, radiator cooled engine, Maintenance free Lead acid batteries (24 V DC), Alternator :Phase 3 φ 4 W, 4 Pole, Insulation class H. Control Panel : Integrated with set ,Micro-processor based monitoring, metering and control system with MCCB of suitable rating, copper bus-bars with incoming and outgoing terminals, Indicating lamps for 'Load On' and 'Set Running'. | Set | 1
555 | WORK No. - E1. Electrical works | Cables : Supply ,laying and testing of 600/1000 AC Voltage grade, Copper conductor, XLPE Insulated , PVC sheathed Un-armoured power cable via underground in HDPE pipe and on cable tray (inside building) from Transformer and Generator to MCC Panel and from MCC to Pumps, Discharge valves, Water hammer control system, Sump pumps, Lighting panels and UPS panel concealed wirings as per SLD and all complete as specified in document SECTION VI-C: WORKS REQUIREMENTS Clause 10 and Drawings, and as instructed by the Engineer, with all lead and lift with following : Single core 150 sqmm. ( CU / XLPE / PVC) | m | 429
556 | WORK No. - E1. Electrical works | Cables : Supply ,laying and testing of 600/1000 AC Voltage grade, Copper conductor, XLPE Insulated , PVC sheathed Un-armoured power cable via underground in HDPE pipe and on cable tray (inside building) from Transformer and Generator to MCC Panel and from MCC to Pumps, Discharge valves, Water hammer control system, Sump pumps, Lighting panels and UPS panel concealed wirings as per SLD and all complete as specified in document SECTION VI-C: WORKS REQUIREMENTS Clause 10 and Drawings, and as instructed by the Engineer, with all lead and lift with following : Two core 6 sqmm. ( CU / XLPE / PVC) | m | 15
557 | WORK No. - E1. Electrical works | Cables : Supply ,laying and testing of 600/1000 AC Voltage grade, Copper conductor, XLPE Insulated , PVC sheathed Un-armoured power cable via underground in HDPE pipe and on cable tray (inside building) from Transformer and Generator to MCC Panel and from MCC to Pumps, Discharge valves, Water hammer control system, Sump pumps, Lighting panels and UPS panel concealed wirings as per SLD and all complete as specified in document SECTION VI-C: WORKS REQUIREMENTS Clause 10 and Drawings, and as instructed by the Engineer, with all lead and lift with following : Three core 4 sqmm. (CU / XLPE / PVC) | m | 40
558 | WORK No. - E1. Electrical works | Cables : Supply ,laying and testing of 600/1000 AC Voltage grade, Copper conductor, XLPE Insulated , PVC sheathed Un-armoured power cable via underground in HDPE pipe and on cable tray (inside building) from Transformer and Generator to MCC Panel and from MCC to Pumps, Discharge valves, Water hammer control system, Sump pumps, Lighting panels and UPS panel concealed wirings as per SLD and all complete as specified in document SECTION VI-C: WORKS REQUIREMENTS Clause 10 and Drawings, and as instructed by the Engineer, with all lead and lift with following : Three core 25 sqmm. (CU / XLPE / PVC) | m | 36
559 | WORK No. - E1. Electrical works | Cables : Supply ,laying and testing of 600/1000 AC Voltage grade, Copper conductor, XLPE Insulated , PVC sheathed Un-armoured power cable via underground in HDPE pipe and on cable tray (inside building) from Transformer and Generator to MCC Panel and from MCC to Pumps, Discharge valves, Water hammer control system, Sump pumps, Lighting panels and UPS panel concealed wirings as per SLD and all complete as specified in document SECTION VI-C: WORKS REQUIREMENTS Clause 10 and Drawings, and as instructed by the Engineer, with all lead and lift with following : Four core 4 sqmm. (CU / XLPE / PVC) | m | 50
560 | WORK No. - E1. Electrical works | Cables : Supply ,laying and testing of 600/1000 AC Voltage grade, Copper conductor, XLPE Insulated , PVC sheathed Un-armoured power cable via underground in HDPE pipe and on cable tray (inside building) from Transformer and Generator to MCC Panel and from MCC to Pumps, Discharge valves, Water hammer control system, Sump pumps, Lighting panels and UPS panel concealed wirings as per SLD and all complete as specified in document SECTION VI-C: WORKS REQUIREMENTS Clause 10 and Drawings, and as instructed by the Engineer, with all lead and lift with following : Labour charge for laying and termination of cables | m | 570
561 | WORK No. - E1. Electrical works | Cables : Supply and Installation of 600/1000 AC Voltage grade, Copper conductor, PVC insulated, PVC sheathed Unarmoured control cable for sump pump control wiring, as per drawing, all complete as specified in document SECTION VI-C: WORKS REQUIREMENTS Clause 10 and Drawings, and as instructed by the Engineer, with all lead and lift and direction of the Engineer. Four core 2.5 sqmm. (CU / PVC / PVC) | m | 25
562 | WORK No. - E1. Electrical works | Cables : Supply and Installation of 600/1000 AC Voltage grade, Copper conductor, PVC insulated, PVC sheathed Unarmoured control cable for sump pump control wiring, as per drawing, all complete as specified in document SECTION VI-C: WORKS REQUIREMENTS Clause 10 and Drawings, and as instructed by the Engineer, with all lead and lift and direction of the Engineer. Fifteen core 2.5 sqmm. (CU / PVC / PVC) | m | 155
563 | WORK No. - E1. Electrical works | Cables : Supply and Installation of Green/ Yellow colored ,PVC insulated, Copper conductor Grounding wire for electrical equipments safety connection to earth bar, all complete, as per drawing, all complete as specified in document SECTION VI-C: WORKS REQUIREMENTS Clause 10 and Drawings, and as instructed by the Engineer, with all lead and lift and direction of the Engineer. 4 sqmm | m | 180
564 | WORK No. - E1. Electrical works | Cables : Supply and Installation of Green/ Yellow colored ,PVC insulated, Copper conductor Grounding wire for electrical equipments safety connection to earth bar, all complete, as per drawing, all complete as specified in document SECTION VI-C: WORKS REQUIREMENTS Clause 10 and Drawings, and as instructed by the Engineer, with all lead and lift and direction of the Engineer. 6 sqmm. | m | 77
565 | WORK No. - E1. Electrical works | Cables : Supply and Installation of Green/ Yellow colored ,PVC insulated, Copper conductor Grounding wire for electrical equipments safety connection to earth bar, all complete, as per drawing, all complete as specified in document SECTION VI-C: WORKS REQUIREMENTS Clause 10 and Drawings, and as instructed by the Engineer, with all lead and lift and direction of the Engineer. 16 sqmm. | m | 128
566 | WORK No. - E1. Electrical works | Cables : Supply and Installation of Green/ Yellow colored ,PVC insulated, Copper conductor Grounding wire for electrical equipments safety connection to earth bar, all complete, as per drawing, all complete as specified in document SECTION VI-C: WORKS REQUIREMENTS Clause 10 and Drawings, and as instructed by the Engineer, with all lead and lift and direction of the Engineer. 95 sqmm. | m | 46
567 | WORK No. - E1. Electrical works | Cables : Supply and Installation of Green/ Yellow colored ,PVC insulated, Copper conductor Grounding wire for electrical equipments safety connection to earth bar, all complete, as per drawing, all complete as specified in document SECTION VI-C: WORKS REQUIREMENTS Clause 10 and Drawings, and as instructed by the Engineer, with all lead and lift and direction of the Engineer. Installation charges | m | 431
568 | WORK No. - E1. Electrical works | Cables : Supply and Installation of Terminal lug, all complete, as per drawing, all complete as specified in document SECTION VI-C: WORKS REQUIREMENTS Clause 10 and Drawings, and as instructed by the Engineer, with all lead and lift. 16 sqmm. Long neck copper terminal lug | Nos | 8
569 | WORK No. - E1. Electrical works | Cables : Supply and Installation of Terminal lug, all complete, as per drawing, all complete as specified in document SECTION VI-C: WORKS REQUIREMENTS Clause 10 and Drawings, and as instructed by the Engineer, with all lead and lift. 35 sqmm. Long neck copper terminal lug | Nos | 24
570 | WORK No. - E1. Electrical works | Cables : Supply and Installation of Terminal lug, all complete, as per drawing, all complete as specified in document SECTION VI-C: WORKS REQUIREMENTS Clause 10 and Drawings, and as instructed by the Engineer, with all lead and lift. 95 sqmm. Long neck copper terminal lug | Nos | 2
571 | WORK No. - E1. Electrical works | Cables : Supply and Installation of Terminal lug, all complete, as per drawing, all complete as specified in document SECTION VI-C: WORKS REQUIREMENTS Clause 10 and Drawings, and as instructed by the Engineer, with all lead and lift. 150 sqmm. Long neck copper terminal lug | Nos | 16
572 | WORK No. - E1. Electrical works | Cables : Supply and Installation of Cable tray, cable tray separator, fittings, miscellaneous material to complete, including labour, as per drawing, all complete as specified in document SECTION VI-C: WORKS REQUIREMENTS Clause 10 and Drawings, and as instructed by the Engineer, with all lead and lift. 400W x 100H , 2.5 mm thickness ,straight, Hot Dip Galvanized ladder type cable tray with cover, clamp and nutbolts | m | 51
573 | WORK No. - E1. Electrical works | Cables : Supply and Installation of Cable tray, cable tray separator, fittings, miscellaneous material to complete, including labour, as per drawing, all complete as specified in document SECTION VI-C: WORKS REQUIREMENTS Clause 10 and Drawings, and as instructed by the Engineer, with all lead and lift. 400W x 100H , 2.5 mm thickness ,Horizontal 90 Elbow, Hot Dip Galvanized ladder type cable tray with cover, clamp and nutbolts | Nos | 4
574 | WORK No. - E1. Electrical works | Cables : Supply and Installation of Cable tray, cable tray separator, fittings, miscellaneous material to complete, including labour, as per drawing, all complete as specified in document SECTION VI-C: WORKS REQUIREMENTS Clause 10 and Drawings, and as instructed by the Engineer, with all lead and lift. 400W x 100H , 2.5 mm thickness ,Vertical 90 inside , Hot Dip Galvanized ladder type cable tray with cover, clamp and nutbolts | Nos | 3
575 | WORK No. - E1. Electrical works | Cables : Supply and Installation of Cable tray, cable tray separator, fittings, miscellaneous material to complete, including labour, as per drawing, all complete as specified in document SECTION VI-C: WORKS REQUIREMENTS Clause 10 and Drawings, and as instructed by the Engineer, with all lead and lift. Miscellaneous Material | L.S | 1
576 | WORK No. - E1. Electrical works | Cables : Supply and Installation of Cable tray, cable tray separator, fittings, miscellaneous material to complete, including labour, as per drawing, all complete as specified in document SECTION VI-C: WORKS REQUIREMENTS Clause 10 and Drawings, and as instructed by the Engineer, with all lead and lift. Cable tray separator (100H) | m | 51
577 | WORK No. - E1. Electrical works | Cables : Supply and Installation of Cable tray, cable tray separator, fittings, miscellaneous material to complete, including labour, as per drawing, all complete as specified in document SECTION VI-C: WORKS REQUIREMENTS Clause 10 and Drawings, and as instructed by the Engineer, with all lead and lift. Labour charge for installation of cable trays | m | 58
578 | WORK No. - E1. Electrical works | Cables : Supply and Installation of Poly-ethylene Conduit, all complete, as per drawing, all complete as specified in document SECTION VI-C: WORKS REQUIREMENTS Clause 10 and Drawings, and as instructed by the Engineer, with all lead and lift. 28 mm | m | 18
579 | WORK No. - E1. Electrical works | Cables : Supply and Installation of Poly-ethylene Conduit, all complete, as per drawing, all complete as specified in document SECTION VI-C: WORKS REQUIREMENTS Clause 10 and Drawings, and as instructed by the Engineer, with all lead and lift. 36 mm | m | 82
580 | WORK No. - E1. Electrical works | Cables : Supply and Installation of Poly-ethylene Conduit, all complete, as per drawing, all complete as specified in document SECTION VI-C: WORKS REQUIREMENTS Clause 10 and Drawings, and as instructed by the Engineer, with all lead and lift. 42 mm | m | 30
581 | WORK No. - E1. Electrical works | Cables : Supply and Installation of Poly-ethylene Conduit, all complete, as per drawing, all complete as specified in document SECTION VI-C: WORKS REQUIREMENTS Clause 10 and Drawings, and as instructed by the Engineer, with all lead and lift. 54 mm | m | 24
582 | WORK No. - E1. Electrical works | Cables : Supply and Installation of Poly-ethylene Conduit, all complete, as per drawing, all complete as specified in document SECTION VI-C: WORKS REQUIREMENTS Clause 10 and Drawings, and as instructed by the Engineer, with all lead and lift. 104 mm | m | 124
583 | WORK No. - E1. Electrical works | Cables : Supply and Installation of Flexible Conduit with connector, all complete, as per drawing, all complete as specified in document SECTION VI-C: WORKS REQUIREMENTS Clause 10 and Drawings, and as instructed by the Engineer, with all lead and lift. 28 mm | m | 4
584 | WORK No. - E1. Electrical works | Cables : Supply and Installation of Flexible Conduit with connector, all complete, as per drawing, all complete as specified in document SECTION VI-C: WORKS REQUIREMENTS Clause 10 and Drawings, and as instructed by the Engineer, with all lead and lift. 36 mm | m | 10
585 | WORK No. - E1. Electrical works | Cables : Supply and Installation of Flexible Conduit with connector, all complete, as per drawing, all complete as specified in document SECTION VI-C: WORKS REQUIREMENTS Clause 10 and Drawings, and as instructed by the Engineer, with all lead and lift. 42 mm | m | 10
586 | WORK No. - E1. Electrical works | Cables : Supply and Installation of Flexible Conduit with connector, all complete, as per drawing, all complete as specified in document SECTION VI-C: WORKS REQUIREMENTS Clause 10 and Drawings, and as instructed by the Engineer, with all lead and lift. 54 mm | m | 8
587 | WORK No. - E1. Electrical works | Cables : Supply and Installation of Pull Box, all complete, as per drawing, all complete as specified in document SECTION VI-C: WORKS REQUIREMENTS Clause 10 and Drawings, and as instructed by the Engineer, with all lead and lift. (150x150x150)mm | set | 1
588 | WORK No. - E1. Electrical works | Cables : Supply and Installation of Pull Box, all complete, as per drawing, all complete as specified in document SECTION VI-C: WORKS REQUIREMENTS Clause 10 and Drawings, and as instructed by the Engineer, with all lead and lift. (300x300x300)mm | set | 2
589 | WORK No. - E1. Electrical works | Cables : Supply and installation of underground warning tape "Caution Buried Cable", as per Nepalese/Indian or equivalent International standards | meter | 250
590 | WORK No. - E1. Electrical works | Lightning protection: Supply and Installation of Lightning protection system as per drawing and all complete as specified in document SECTION VI-C: WORKS REQUIREMENTS and Drawings, and as instructed by the Engineer, with all lead and lift all complete as specified in document SECTION VI-C: WORKS REQUIREMENTS Clause 10 and Drawings, and as instructed by the Engineer, with all lead and lift with following : Air Terminal with multiple points , EC grade copper ( 1000 mm length and 3/4 " threaded diameter); Air Terminal Base ,suitable to install Air Terminal and positive continuity to earthing conductor ( High grade copper alloy with stainless steel bolts, suitable for 95 sqmm. Conductor - 1 set; 3500 mm length 50 mm Dia. Hot Dip Galvanized heavy type pipe with flange on top and base plate anchoring on concrete foundation, - 1 set; Ground wire termination box with copper busbar and insulator, -1 set; 95 sqmm. electrolytic grade copper strained bare conductor, 93m; High grade copper alloy Tee type clamp suitable for 95 sqmm. Bare conductor, 2 Nos.; 95 sqmm. Long neck copper terminal lug, 3 Nos; Concrete foundation (450mmx450mmx450mm), 0.2 Cum | set | 1
591 | WORK No. - E1. Electrical works | Earthing system : Supply and Installation common earthing system, copper plate earthing electrodes, copper strained bare conductor bonding around pumping station as per drawing and all complete as specified in document SECTION VI-C: WORKS REQUIREMENTS Clause 10 and Drawings, and as instructed by the Engineer, with all lead and lift with followings : Electrolytic grade copper plate (600x600x3.14 mm): 4 Nos; 95 sqmm. electrolytic grade copper strained bare conductor: Aprox: 181m, High grade copper alloy Tee type clamp suitable for 95 sqmm. Bare conductor: 45 Nos; 36 mm Dia HDPE pipe conduit: 118m; Earthing terminal box with copper busbar : 1 Nos; 95 sqmm. Green/ Yellow colored ,PVC insulated, Copper conductor Grounding wire for electrical equipments safety connection to earth bar.: 136m; 95 sqmm. Long neck terminal Lug: 18 Nos; Installation: 435m; Earth excavation : 90 Cum; Back filling: 90 Cum; 300 x300 mm. Cast iron cover for water pouring into pit: 4 Set; Funnel with wire mesh: 4 set; Salt: 4 Kgs; Installation all complete | LS | 1
592 | WORK No. - E1. Electrical works | Light and Power for pumping station : Supply and Installation of Distribution Board, Lighting Fixtures and Power Sockets in concealed HDPE conduit wiring as per drawing, all complete as specified in document SECTION VI-C: WORKS REQUIREMENTS Clause 10 and Drawings, and as instructed by the Engineer, with all lead and lift with followings : Concealed type ,10- way Single phase & neutral Distribution Board with busbar, neutral link, earth bar, Din rail,14 SWG CRCA sheet housing with double cover and cable glands all complete, as per drawing all complete as specified in document SECTION VI-C: WORKS REQUIREMENTS Clause 10 and Drawings, and as instructed by the Engineer, with all lead and lift, including in Nos set: 1 x 16 A DP MCB ,10 KA 8 x 6A / 10A SP MCB, 10 KA 1 x 20 A SP MCB Tie busbar | set | 1
593 | WORK No. - E1. Electrical works | Light and Power for pumping station : Supply and Installation of Distribution Board, Lighting Fixtures and Power Sockets in concealed HDPE conduit wiring as per drawing, all complete as specified in document SECTION VI-C: WORKS REQUIREMENTS Clause 10 and Drawings, and as instructed by the Engineer, with all lead and lift with followings : Light / socket point wiring with 2x 2.5 sqmm. + 1x1.5 sqmm. PVC insulated copper wires through 22 mm Dia. HDPE conduit concealed from DB to various points, all complete as per drawing all complete as specified in document SECTION VI-C: WORKS REQUIREMENTS Clause 10 and Drawings, and as instructed by the Engineer, with all lead and lift. 2.5 sqmm. | meter | 86
594 | WORK No. - E1. Electrical works | Light and Power for pumping station : Supply and Installation of Distribution Board, Lighting Fixtures and Power Sockets in concealed HDPE conduit wiring as per drawing, all complete as specified in document SECTION VI-C: WORKS REQUIREMENTS Clause 10 and Drawings, and as instructed by the Engineer, with all lead and lift with followings : Light / socket point wiring with 2x 2.5 sqmm. + 1x1.5 sqmm. PVC insulated copper wires through 22 mm Dia. HDPE conduit concealed from DB to various points, all complete as per drawing all complete as specified in document SECTION VI-C: WORKS REQUIREMENTS Clause 10 and Drawings, and as instructed by the Engineer, with all lead and lift. 1.5 sqmm. | meter | 43
595 | WORK No. - E1. Electrical works | Light and Power for pumping station : Supply and Installation of Distribution Board, Lighting Fixtures and Power Sockets in concealed HDPE conduit wiring as per drawing, all complete as specified in document SECTION VI-C: WORKS REQUIREMENTS Clause 10 and Drawings, and as instructed by the Engineer, with all lead and lift with followings : Light / socket point wiring with 2x 2.5 sqmm. + 1x1.5 sqmm. PVC insulated copper wires through 22 mm Dia. HDPE conduit concealed from DB to various points, all complete as per drawing all complete as specified in document SECTION VI-C: WORKS REQUIREMENTS Clause 10 and Drawings, and as instructed by the Engineer, with all lead and lift. 22 mm Dia. HDPE pipe | meter | 129
596 | WORK No. - E1. Electrical works | Light and Power for pumping station : Supply and Installation of Distribution Board, Lighting Fixtures and Power Sockets in concealed HDPE conduit wiring as per drawing, all complete as specified in document SECTION VI-C: WORKS REQUIREMENTS Clause 10 and Drawings, and as instructed by the Engineer, with all lead and lift with followings : Electrical mechanisms: Supply and installation of 13 A Flat pin/ 6 A Round pin Universal type Dual switch socket modular plate, unbreakable with box (C-vivace clipsal or similar), all complete as per drawing all complete as specified in document SECTION VI-C: WORKS REQUIREMENTS and Drawings Clause 10, and as instructed by the Engineer, with all lead and lift. | nos | 8
597 | WORK No. - E1. Electrical works | Light and Power for pumping station : Supply and Installation of Distribution Board, Lighting Fixtures and Power Sockets in concealed HDPE conduit wiring as per drawing, all complete as specified in document SECTION VI-C: WORKS REQUIREMENTS Clause 10 and Drawings, and as instructed by the Engineer, with all lead and lift with followings : Electrical mechanisms: Supply and installation of one-gang switch 10AX 230V, unbreakable with box (C-vivace clipsal or similar), all complete as per drawing all complete as specified in document SECTION VI-C: WORKS REQUIREMENTS Clause 10 and Drawings, and as instructed by the Engineer, with all lead and lift. | nos | 4
598 | WORK No. - E1. Electrical works | Light and Power for pumping station : Supply and Installation of Distribution Board, Lighting Fixtures and Power Sockets in concealed HDPE conduit wiring as per drawing, all complete as specified in document SECTION VI-C: WORKS REQUIREMENTS Clause 10 and Drawings, and as instructed by the Engineer, with all lead and lift with followings : Electrical mechanisms: Supply and installation of two-gang switch 10AX 230V, unbreakable with box (C-vivace clipsal or similar), all complete as per drawing all complete as specified in document SECTION VI-C: WORKS REQUIREMENTS Clause 10 and Drawings, and as instructed by the Engineer, with all lead and lift. | no. | 1
599 | WORK No. - E1. Electrical works | Light and Power for pumping station : Supply and Installation of Distribution Board, Lighting Fixtures and Power Sockets in concealed HDPE conduit wiring as per drawing, all complete as specified in document SECTION VI-C: WORKS REQUIREMENTS Clause 10 and Drawings, and as instructed by the Engineer, with all lead and lift with followings : Indoor Lighting : Supply and installation of internal lightings with 2*36 W lamp fluorescent tube including inductive ballasts filled with polyester or equivalent, complete as specified in document SECTION VI-C: WORKS REQUIREMENTS Clause 10 and Drawings, and as instructed by the Engineer, with all lead and lift | nos. | 13
600 | WORK No. - E1. Electrical works | Light and Power for pumping station : Supply and Installation of Distribution Board, Lighting Fixtures and Power Sockets in concealed HDPE conduit wiring as per drawing, all complete as specified in document SECTION VI-C: WORKS REQUIREMENTS Clause 10 and Drawings, and as instructed by the Engineer, with all lead and lift with followings : Outdoor Lighting : Supply and Installation of a basic solar powered LED street light system complete set as per drawing and all complete as specified in document SECTION VI-C: WORKS REQUIREMENTS Clause 10 and Drawings, and as instructed by the Engineer, with all lead and lift with followings, all complete, with Mono crystalline, solar PV 200 W, Maintenance free 12V, 100AH ,gel type battery, PWM, charge controller, DC, 40 W LED street light | set | 2
601 | WORK No. - E1. Electrical works | Light and Power for pumping station : Supply and Installation of Distribution Board, Lighting Fixtures and Power Sockets in concealed HDPE conduit wiring as per drawing, all complete as specified in document SECTION VI-C: WORKS REQUIREMENTS Clause 10 and Drawings, and as instructed by the Engineer, with all lead and lift with followings : Outdoor Lighting : Hot Dip Galvanized ,7 meter long, street light pole complete with erection; Two core 4 sqmm.,0.6/1 KV power cable (CU/XLPE/PVC), (aprox. 112m), 4 sqmm.Green / yellow color,PVC insulated copper conductor (aprox. 112m), 28 mm Dia. HDPE pipe (97m), Earth excavation (66 Cum), Single layer brick (600 Nos.), sand (8.1 Cum), Back filling (58 Cum); Cement concrete foundation for street light (0.84 cum); Underground warning tape (60m) | lot | 2
602 | WORK No. - E1. Electrical works | Testing and Commissioning as per all complete as specified in document SECTION VI-C: WORKS REQUIREMENTS Clause 10 and Drawings, and as instructed by the Engineer, with all lead and lift | L.S. | 1
603 | WORK No. - F1. Mechanical Works | Pumping Equipment Supplying, installing, aligning, testing commissioning and trial run of Factory Assembled Water Pressure Booster Pump (Hydropneumatics System /HPS) Set: Multy system consisting of 5 ( 4 Working +1 Stand By) identical pumps connected in parallel (capacity to discharge: 55 lps per pump at head 20 M) and mounted on a common base frame with a control cabinet that in case of variable demand will operate the four pump with a microprocessor pressure control (PLC controlled) and individual VVFD and pressure sensor transmitter. Booster set should be assembled with common suction & discharge manifold. Additionally a 500 lts pressure vessel tank should be connected in the outlet pipe. The booster set is fitted with an on/off switch for the supply voltage and issuance of warranty certificate for a least period of 3 years, all complete as specified in document SECTION VI: WORKS REQUIREMENTS Clause 9 and Drawings, and as instructed by the Engineer, with all lead and lift. The system shall have all complete Booster Set with minimum the bellow components: 1. Vertical centrifugal pumps ( 198 m3/h, H=20m). 5 sets of three phase, 18.5 kw vertical mounted inline centrifugal pumps. Material of construction shall be cast Iron Casin, SS impeller, SS : Shaft, IE 3 Motor TEFC cooled. 2. Control Cabinet Motor with the next components: 100AF/75 AT, 25 KW V.V.V.F Drive, microprocessor pressure control (PLC controlled),three pole MCCB, Digital motor protection relay,CTs, PF Capacitor and Magnetic Contractor for pump motor circuit 5 set with static condenser to correct power factor above 95%. 3. Common Suction and discharge manifold with the bellow elements: 3.a. 10 nos. of Flanged Unequal TEE of size 350/ 200 mm of galvanized carbon steel. 3.b. 2 nos. of Blank Flange of 350 mm dia. of galvanized carbon steel. 3.c. 2 nos. of pressure Sensor transmitter and pressure gauge HMI.galvanized carbon stee. 3.d.10 nos. of Butterfly Valve of dia. 200 mm of Cast iron. 3.f. 10 nos. of Flexible Joint of dia. 200 mm of galvanized carbon steel. 3.g. 10 nos. of Flanged Reducer of dia. 200/150 mm of galvanized carbon steel. 3.f. 5 nos. of Dual Plate Waffer type check valve of dia. 200 mm of Cast Steel. 4. Pressure Vessel Tank (PN-16). internally and externally coated finished vertical mounted carbon steel tank of capacity 500 liter supported by brackets embedded on the concrete structure bolted connection mounted at the top and DN 80 mm flanged outlet at the bottom for pipe connection from main pipe working system | set | 1
604 | WORK No. - F1. Mechanical Works | Pumping Equipment Submersible sump pump Supplying, installing, aligning, testing commissioning and trial run of non-clog type, fully submersible pump coupled with a suitable direct online starter to be installed in a sump pit, with 3-Phase, 400 V +10%, 50 HZ submersible motor, including supply and installation of all accessories such as submersible cables, level switch, nut bolts, necessary appurtenances etc. and supply of spare parts and issuance of warranty certificate for a least period of 3 years, all complete as specified in document SECTION VI: WORKS REQUIREMENTS Clause 9 and Drawings, and as instructed by the Engineer, with all lead and lift, for the following parameters: Discharge: 0.1 m3/min; Head: 10 m; Power 0.75kW | Set | 2
605 | WORK No. - F1. Mechanical Works | Pipe and fittings Supplying, storage, handling, cutting (if applicable) of flangeless pipes, including preparation of weld groove joints for butt welding or welding flanges at one or two ends for flanged fittings, with welds testing and commissioning, all complete with fusion bonded epoxy coating and lining as specified in document SECTION VI: WORKS REQUIREMENTS Clause 9 and Drawings, and as instructed by the Engineer, with all lead and lift. DN 80 mm, Carbon Steel Flangeless Pipe 2.9 mm | m | 0.4
606 | WORK No. - F1. Mechanical Works | Pipe and fittings Supplying, storage, handling, cutting (if applicable) of flangeless pipes, including preparation of weld groove joints for butt welding or welding flanges at one or two ends for flanged fittings, with welds testing and commissioning, all complete with fusion bonded epoxy coating and lining as specified in document SECTION VI: WORKS REQUIREMENTS Clause 9 and Drawings, and as instructed by the Engineer, with all lead and lift. DN 50 mm, Carbon Steel Flangeless Pipe 2.3mm | m | 4.6
607 | WORK No. - F1. Mechanical Works | Pipe and fittings Supplying, storage, handling, cutting (if applicable) of flangeless pipes, including preparation of weld groove joints for butt welding or welding flanges at one or two ends for flanged fittings, with welds testing and commissioning, all complete with fusion bonded epoxy coating and lining as specified in document SECTION VI: WORKS REQUIREMENTS Clause 9 and Drawings, and as instructed by the Engineer, with all lead and lift. DN 80 mm x 50 mm, Carbon Steel Flangeless Reducer 2.9mm/2.3mm | Nos. | 1
608 | WORK No. - F1. Mechanical Works | Pipe and fittings Supplying, storage, handling, cutting (if applicable) of flangeless pipes, including preparation of weld groove joints for butt welding or welding flanges at one or two ends for flanged fittings, with welds testing and commissioning, all complete with fusion bonded epoxy coating and lining as specified in document SECTION VI: WORKS REQUIREMENTS Clause 9 and Drawings, and as instructed by the Engineer, with all lead and lift. DN 150 mm x 80 mm, Carbon Steel Flangeless Reducer4mm/2.9mm | Nos. | 3
609 | WORK No. - F1. Mechanical Works | Pipe and fittings Supplying, installing, fixing, aligning in correct position for listed flanges, welded to the common adjacent pipe ends or fittings etc, weld testing and commissioning all complete with fusion bonded epoxy coating and lining , all complete as specified in document SECTION VI: WORKS REQUIREMENTS Clause 9 and Drawings, and as instructed by the Engineer, with all lead and lift. DN 80 mm, Carbon Steel Slip-on type flange PN 10 | Nos. | 1
610 | WORK No. - F1. Mechanical Works | Pipe and fittings Supplying, installing, fixing, aligning in correct position for listed flanges, welded to the common adjacent pipe ends or fittings etc, weld testing and commissioning all complete with fusion bonded epoxy coating and lining , all complete as specified in document SECTION VI: WORKS REQUIREMENTS Clause 9 and Drawings, and as instructed by the Engineer, with all lead and lift. DN 50 mm, Carbon Steel Slip-on type flange PN 10 | Nos. | 10
611 | WORK No. - F1. Mechanical Works | Pipe and fittings Supplying, installing, fixing, aligning in correct position for listed flanges, welded to the common adjacent pipe ends or fittings etc, weld testing and commissioning all complete with fusion bonded epoxy coating and lining , all complete as specified in document SECTION VI: WORKS REQUIREMENTS Clause 9 and Drawings, and as instructed by the Engineer, with all lead and lift. DN 80 mm, Carbon Steel Slip-on type Flange PN 16 | Nos. | 2
612 | WORK No. - F1. Mechanical Works | Pipe and fittings Supplying, installing, fixing, aligning in correct position for listed flanges, welded to the common adjacent pipe ends or fittings etc, weld testing and commissioning all complete with fusion bonded epoxy coating and lining , all complete as specified in document SECTION VI: WORKS REQUIREMENTS Clause 9 and Drawings, and as instructed by the Engineer, with all lead and lift. DN 50 mm, flexible Join PN 10 | Nos. | 2
613 | WORK No. - F1. Mechanical Works | Pipe and fittings Supplying, installing, fixing, aligning in correct position for listed flangeless fitting items, preparation of weld groove joints and weld at site to the common adjacent pipe ends or fittings etc., weld testing and commissioning all complete with fusion bonded epoxy coating and lining , all complete as specified in document SECTION VI: WORKS REQUIREMENTS Clause 9 and Drawings, and as instructed by the Engineer, with all lead and lift. DN 50 mm, Carbon Steel Flangeless Equal Tee Sch 20S | Each | 1
614 | WORK No. - F1. Mechanical Works | Pipe and fittings Supplying, installing, fixing, aligning in correct position for listed flangeless fitting items, preparation of weld groove joints and weld at site to the common adjacent pipe ends or fittings etc., weld testing and commissioning all complete with fusion bonded epoxy coating and lining , all complete as specified in document SECTION VI: WORKS REQUIREMENTS Clause 9 and Drawings, and as instructed by the Engineer, with all lead and lift. DN 80 mm, 90o Flangeless Elbow Carbon Steel 2.9mm | Each | 4
615 | WORK No. - F1. Mechanical Works | Pipe and fittings Supplying, installing, fixing, aligning in correct position for listed flangeless fitting items, preparation of weld groove joints and weld at site to the common adjacent pipe ends or fittings etc., weld testing and commissioning all complete with fusion bonded epoxy coating and lining , all complete as specified in document SECTION VI: WORKS REQUIREMENTS Clause 9 and Drawings, and as instructed by the Engineer, with all lead and lift. DN 50 mm, 90o Flangeless Elbow Carbon Steel 2.9mm | Each | 4
616 | WORK No. - F1. Mechanical Works | Pipe and fittings Supplying, installing, fixing, aligning in correct position for listed flangeless fitting items, preparation of weld groove joints and weld at site to the common adjacent pipe ends or fittings etc., weld testing and commissioning all complete with fusion bonded epoxy coating and lining , all complete as specified in document SECTION VI: WORKS REQUIREMENTS Clause 9 and Drawings, and as instructed by the Engineer, with all lead and lift. DN 80 mm, 45o Flangeless Elbow Carbon Steel 2.9mm | Each | 1
617 | WORK No. - F1. Mechanical Works | Pipe and fittings Supply and Installation of DI Fittings (PN16), including all accessories, outside coating and inside lining as per technical specifications, including storing properly, loading at store, delivery to site, unload, distribute, multiple handling, cutting and preparing ends, jointing, PE sleeving with seal tape, non detectable warning tape at specified levels, all complete as specified in document SECTION VI: WORKS REQUIREMENTS Clause 9 and Drawings, and as instructed by the Engineer, with all lead and lift. 350 mm Double flanged Pipe with Puddle flange PN 16 | Nos. | 2
618 | WORK No. - F1. Mechanical Works | Pipe and fittings Supply and Installation of DI Fittings (PN16), including all accessories, outside coating and inside lining as per technical specifications, including storing properly, loading at store, delivery to site, unload, distribute, multiple handling, cutting and preparing ends, jointing, PE sleeving with seal tape, non detectable warning tape at specified levels, all complete as specified in document SECTION VI: WORKS REQUIREMENTS Clause 9 and Drawings, and as instructed by the Engineer, with all lead and lift. 350 mm Single Flanged Pipe PN 16 | Nos. | 2
619 | WORK No. - F1. Mechanical Works | Pipe and fittings Supply and Installation of DI Fittings (PN16), including all accessories, outside coating and inside lining as per technical specifications, including storing properly, loading at store, delivery to site, unload, distribute, multiple handling, cutting and preparing ends, jointing, PE sleeving with seal tape, non detectable warning tape at specified levels, all complete as specified in document SECTION VI: WORKS REQUIREMENTS Clause 9 and Drawings, and as instructed by the Engineer, with all lead and lift. 350 mm Flanged Adopter Unrestrained PN 16 | Nos. | 2
620 | WORK No. - F1. Mechanical Works | Pipe and fittings Supply and Installation of DI Fittings (PN16), including all accessories, outside coating and inside lining as per technical specifications, including storing properly, loading at store, delivery to site, unload, distribute, multiple handling, cutting and preparing ends, jointing, PE sleeving with seal tape, non detectable warning tape at specified levels, all complete as specified in document SECTION VI: WORKS REQUIREMENTS Clause 9 and Drawings, and as instructed by the Engineer, with all lead and lift. 350 mm 90 deg. DI Bend PN 16 | Nos. | 1
621 | WORK No. - F1. Mechanical Works | Valve Electro Magnetic Flow Meter: Supply and installation of double flanged Electro-magnetic DMA bulk flow meters PN16 complying with ISO 4064 and OIML R49 Class 1, including IP 68 transmitter with cable for remote wall mounting installation in OMU chamber, communication module, 5-year battery, all complete as specified in document SECTION VI: WORKS REQUIREMENTS Clause 9 and Drawings, and as instructed by the Engineer, with all lead and lift DN 350 mm, Pressure rating: PN 16 | Each | 1
622 | WORK No. - F1. Mechanical Works | Valve Check Valve Supplying, installing, fixing, aligning, testing commissioning and trial run of Cast Steel Non Return Valve with double flanged ends and body tested at pressure not less than 1.5 times of test pressure etc., including supply of accessories, spare parts, and issuance of warranty certificate for a least period of 3 years etc., all complete as per drawing, all complete as specified in document SECTION VI: WORKS REQUIREMENTS Clause 9 and Drawings, and as instructed by the Engineer, with all lead and lift and direction of the Engineer. DN 50 mm, Swing type check Valve, PN16 | Nos | 2
623 | WORK No. - F1. Mechanical Works | Valve Gate Valve Supplying, installing, fixing, aligning, testing commissioning and trial run of Cast Iron Sluice Gate Valve, Outside Stem & Yoke type with bolted bonnet, and Raised Face Flanged ends with provision of hand wheel operated and body tested at pressure not less than 1.5 times the test pressure etc. including supply of accessories, spare parts, high pressure gaskets and issuance of warranty certificate for a least period of 3 years etc., all complete as per drawing, all complete as specified in document SECTION VI: WORKS REQUIREMENTS Clause 9 and Drawings, and as instructed by the Engineer, with all lead and lift and direction of the Engineer. DN 50 mm, PN 10 | Nos | 2
624 | WORK No. - F1. Mechanical Works | Hoisting system Supply, design, erection, load testing commissioning and trial run of portable gantry type with monorail trolley hoist, including supply of manual chain pulley block of capacity of 1.0 ton span (L) = 3.0m and lifting (H) = 8.0m mounted on the monorail trolley as per design drawing and including supply of spare parts, consumables required and issuance of warranty certificate for at least period of 3 years etc., all complete as specified in document SECTION VI: WORKS REQUIREMENTS Clause 9 and Drawings, and as instructed by the Engineer, with all lead and lift | set | 1
625 | Work No.G1 : Activities for System Stabilization Services | Activities for System Stabilization Services System Stabilization Services as per Section VI-D of the Employer's Requirements for all works constructed in each Section of the Works, including but not limited to: Primary Pipelines, Secondary Pipelines, House Connections and all Chambers for 12 months starting from the commission date of each Section. SSS for Section 1 of the Works | Month | 12
626 | Work No.G1 : Activities for System Stabilization Services | Activities for System Stabilization Services System Stabilization Services as per Section VI-D of the Employer's Requirements for all works constructed in each Section of the Works, including but not limited to: Primary Pipelines, Secondary Pipelines, House Connections and all Chambers for 12 months starting from the commission date of each Section. SSS for Section 2 of the Works | Month | 12
627 | Work No.G1 : Activities for System Stabilization Services | Activities for System Stabilization Services System Stabilization Services as per Section VI-D of the Employer's Requirements for all works constructed in each Section of the Works, including but not limited to: Primary Pipelines, Secondary Pipelines, House Connections and all Chambers for 12 months starting from the commission date of each Section. SSS for Section 3 of the Works | Month | 12
628 | Work No.G1 : Activities for System Stabilization Services | Activities for System Stabilization Services Supply and Installation of new metered water supply consumer connections during the SSS period whenever specifically directed by the Employer/Engineer, from the Service Pipeline to the consumer, all complete; as specified in Works Requirements Section VI-D: Technical Specifications System Stabilization Services (SSS), Items 4.1, Works Requirements Section VI-C Technical Specification, 5.3 Service/Household Connections and as shown on Drawings Nos. TP-2-1 and TP-2-2. DN 15 | Nos. | 400
629 | Work No.G1 : Activities for System Stabilization Services | Activities for System Stabilization Services Supply and Installation of new metered water supply consumer connections during the SSS period whenever specifically directed by the Employer/Engineer, from the Service Pipeline to the consumer, all complete; as specified in Works Requirements Section VI-D: Technical Specifications System Stabilization Services (SSS), Items 4.1, Works Requirements Section VI-C Technical Specification, 5.3 Service/Household Connections and as shown on Drawings Nos. TP-2-1 and TP-2-2. DN 20 | Nos. | 10
630 | Work No.G1 : Activities for System Stabilization Services | Activities for System Stabilization Services Supply and Installation of new metered water supply consumer connections during the SSS period whenever specifically directed by the Employer/Engineer, from the Service Pipeline to the consumer, all complete; as specified in Works Requirements Section VI-D: Technical Specifications System Stabilization Services (SSS), Items 4.1, Works Requirements Section VI-C Technical Specification, 5.3 Service/Household Connections and as shown on Drawings Nos. TP-2-1 and TP-2-2. DN 25 | Nos. | 5
631 | Work No.G1 : Activities for System Stabilization Services | Decommissioning of Old Networks during SSS Period. Disconnection of existing networks of following sizes including Supply of necessary fittings for cutting and plugging and all civil works with reinstatement as specified in Works requirement section VI-D: Technical Specifications System Stabilization Services (SSS). Service Connection level of size 1/2 inch to 1 inch. | Nos. | 180
632 | Work No.G1 : Activities for System Stabilization Services | Decommissioning of Old Networks during SSS Period. Disconnection of existing networks of following sizes including Supply of necessary fittings for cutting and plugging and all civil works with reinstatement as specified in Works requirement section VI-D: Technical Specifications System Stabilization Services (SSS). Primary, Secondary and Tertiary Pipe Level of size 1.5 inch to 4 inch. | Nos. | 40
633 | Work No.G1 : Activities for System Stabilization Services | Decommissioning of Old Networks during SSS Period. Disconnection of existing networks of following sizes including Supply of necessary fittings for cutting and plugging and all civil works with reinstatement as specified in Works requirement section VI-D: Technical Specifications System Stabilization Services (SSS). Primary, Secondary and Tertiary Pipe Level of size more than 4 inch. | Nos. | 20
I |  | Total Amount excluding PS
II |  | Total of PS
III |  | Total Amount including PS (I + II)
IV |  | VAT (13 % of III)
V |  | Grand Total Amount (III + IV)
Sign and Seal: